## Products
SOFTING IA: Каталог действует с февраля 2018
Technology | Part Number | Article Name | Article / Description
Retrofit | 200-4000-01 | S5-TCP/IP 100 | Communication Processor S5-TCP/IP 100 For Connecting Siemens S5 Controllers to Ethernet TCP/IP and ISO (H1) Networks
Retrofit | 400-9361-05 | PG-MUX II, 230V | Multiplexer PG-MUX II Enables the Simultaneous Operation of Two Devices on One Siemens S5 PG Interface Power Supply: 230V (Europe)
Foundation Fieldbus | APL-KL-020601 | Fieldbus Labkit | Fieldbus Labkit Provides Cables and Power Hub to Connect and Power a Field Device Connectors to Connect Up to Four Additional Devices are Included
Diagnostics | BC-131-PB | BC-131-PB | Active PROFIBUS DP connection cable fitting TH LINK PROFIBUS or PROFIBUS Monitor BC-502-PB with an integrated internal repeater for hassle-free integration into existing or running installations without rewiring. Cable length 3 m.
Diagnostics | BC-230-PB | BC-230-PB | PROFIBUS PA Diagnostic Monitor BC-230-PB Including PC Software on CD-ROM, Manual, Certificates, Connecting Cable in Carrying Case Bus Powered EX Certifications PC Software Supports Windows XP, Windows Vista, Windows 7 (32Bit)
Diagnostics | ACA-NN-006034 | M12 Service Interface for PROFIBUS DP | M12 Service Interface for PROFIBUS DP Consisting of M12 T-Connector, Sealing Cap and M12 Connection Cable 1m
Diagnostics | ACL-NN-006037 | D-Sub Service Interface | D-Sub Service Interface with Active Bus Termination and 90° Connector for PROFIBUS DP
CAN | BUL-OO-011810 | CANpro USB embedded | CANpro USB embedded CAN Interface Card With Microcontroller, Galvanic Isolation, Single Channel, D-Sub connector Connects to USB Interface on the PC Motherboard
CAN | CAN-AC1-104 | CAN-AC1-104 | CAN/CANopen Interface CAN-AC PC/104 With Microcontroller, Galvanic Isolation, Single Channel PC/104 Board
CAN | CAN-AC1-PCI | CAN-AC1-PCI | CAN/CANopen Interface CAN-AC-PCI With Microcontroller, Galvanic Isolation, Single Channel PCI Board
CAN | CAN-AC2-104 | CAN-AC2-104 | CAN/CANopen Interface CAN-AC PC/104 With Microcontroller, Galvanic Isolation, Dual Channel PC/104 Board
CAN | CAN-AC2-104/I | CAN-AC2-104/I | CAN/CANopen Interface CAN-AC PC/104 With Microcontroller, Galvanic Isolation, Dual Channel PC/104 Board, Extended Operating Temperature Range: -25°C...+70°C
CAN | CAN-AC2-PCI | CAN-AC2-PCI | CAN/CANopen Interface CAN-AC-PCI With Microcontroller, Galvanic Isolation, Dual Channel PCI Board
CAN | CAN-OEM1-104 | CAN-OEM1-104 | Passive CAN/CANopen Interface CAN-OEM-104 Single Channel PC/104 Board
CAN | CAN-OEM1-104-ISO | CAN-OEM1-104-ISO | Passive CAN/CANopen Interface CAN-OEM-104 Galvanic Isolation, Single Channel PC/104 Board
CAN | CAN-OEM2-104 | CAN-OEM2-104 | Passive CAN/CANopen Interface CAN-OEM-104 Dual Channel PC/104 Board
CAN | CAN-OEM2-104-ISO | CAN-OEM2-104-ISO | Passive CAN/CANopen Interface CAN-OEM-104 Galvanic Isolation, Dual Channel PC/104 Board
CAN | CAN-PRO1-PC104+ | CANpro PC/104plus | CAN/CANopen Interface CANpro PC/104plus With Microcontroller, Galvanic Isolation, Single Channel PC/104plus Board, Compatible to PCI Universal Board (3.3V and 5V Supply Voltage)
CAN | CAN-PRO1-PC104+XT | CAN-PRO1-PC104+XT | CAN/CANopen Interface CANpro PC/104plus With Microcontroller, Galvanic Isolation, Single Channel PC/104plus Board, Compatible to PCI Universal Board (3.3V and 5V Supply Voltage), Extended Operating Temperature Range: -25°C...+70°C
CAN | CAN-PRO1-PCIE | CAN-PRO1-PCIE | CAN/CANopen Interface CANpro PCI Express With Microcontroller, Galvanic Isolation, Single Channel PCI Express Board
CAN | CAN-PRO1-PCIE/LP | CAN-PRO1-PCIE/LP | CAN/CANopen Interface CANpro PCI Express With Microcontroller, Galvanic Isolation, Single Channel PCI Express Board, Low Profile Model
CAN | CAN-PRO2-PC104+ | CAN-PRO2-PC104+ | CAN/CANopen Interface CANpro PC/104plus With Microcontroller, Galvanic Isolation, Dual Channel PC/104plus Board, Compatible to PCI Universal Board (3.3V and 5V Supply Voltage)
CAN | CAN-PRO2-PC104+XT | CAN-PRO2-PC104+XT | CAN/CANopen Interface CANpro PC/104plus With Microcontroller, Galvanic Isolation, Dual Channel PC/104plus Board, Compatible to PCI Universal Board (3.3V and 5V Supply Voltage), Extended Operating Temperature Range: -25°C...+70°C
CAN | CAN-PRO2-PCIE | CAN-PRO2-PCIE | CAN/CANopen Interface CANpro PCI Express With Microcontroller, Galvanic Isolation, Dual Channel PCI Express Board
OPC / DDE | DCF-DY-4100 | OPC Server for Siemens S7/S5 Controllers | OPC Server for Siemens S7/S5 Controllers Activation Via Software Key
Diagnostics | DDA-NN-006014 | PROFIBUS Tester 5 BC-700-PB | PROFIBUS Tester 5 (BC-700-PB) "all-in-one" For Testing Cabling, Bus Physics and Communication in PROFIBUS-DP networks. Including PC Software PROFIBUS Diagnostics Suite, Manuals, Power Supply (100..240V/50..60 Hz), Power Cords (EU+US) and Adapter Cable in Carrying Case.
Diagnostics | DDL-NL-006010 | BC-700-H1 | BC-700-H1: upgrade option for testing PROFIBUS PA
PROFIBUS | DEL-NN-012311 | PBpro ETH, Single Channel | Remote PROFIBUS Interface PBpro ETH Compact Hardware Interface between Ethernet-Based Host Systems and PROFIBUS PROFIBUS DP/FMS/FDL Master, Single Channel
PROFIBUS | DEL-NN-012312 | PBpro ETH, Dual Channel | Remote PROFIBUS Interface PBpro ETH Compact Hardware Interface between Ethernet-Based Host Systems and PROFIBUS, Dual Channel First Channel: PROFIBUS DP/FMS/FDL Master Second Channel: Alternatively PROFIBUS DP/FMS/FDL Master or PROFIBUS DP Slave
PROFIBUS | DEL-NN-012313 | PBpro ETH, Triple Channel | Remote PROFIBUS Interface PBpro ETH Compact Hardware Interface between Ethernet-Based Host Systems and PROFIBUS, Triple Channel First Channel: PROFIBUS DP/FMS/FDL Master Further Channels: Alternatively PROFIBUS DP/FMS/FDL Master or PROFIBUS DP Slave
PROFIBUS | DEL-NN-012314 | PBpro ETH, Quad Channel | Remote PROFIBUS Interface PBpro ETH Compact Hardware Interface between Ethernet-Based Host Systems and PROFIBUS, Quad Channel First Channel: PROFIBUS DP/FMS/FDL Master Further Channels: Alternatively PROFIBUS DP/FMS/FDL Master or PROFIBUS DP Slave
Foundation Fieldbus | DUA-KK-020300 | FFusb | Access to Foundation Fieldbus H1 Network Via USB Interface Includes Communication Device Type Manager (DTM)
Foundation Fieldbus | DUL-KK-020302 | FFusb with Test Equipment Set | Access to Foundation Fieldbus H1 Network Via USB Interface Includes Communication Device Type Manager (DTM) and Test Equipment Set.
CAN | DUL-OO-012410 | CANpro USB | CANpro USB (standard) CAN Interface Card With Microcontroller, Galvanic Isolation, Single Channel USB HighSpeed Connection
CAN | DUL-OO-012411 | CANpro USB HD | CANpro USB HD (Heavy Duty) CAN Interface Card for Heavy Duty Usage With Lockable USB Cable, Mounting Kit, Extended Operating Temperature Range from -20°C to +70°C With Microcontroller, Galvanic Isolation, Single Channel. USB HighSpeed Connection
Diagnostics | DDA-JJ-004300 | Industrial Ethernet-TesterBC-200-ETH | Industrial Ethernet-TesterBC-200-ETH Industrial strength troubleshooting instrument for cable testing, network and data analysis and bandwidth assessment of Ethernet networks. Performs stress test according to RFC2455
Diagnostics | GDA-JA-003034 | TH LINK PROFINET | TH LINK PROFINET PROFINET Network Agent Supporting Integrated Diagnosis Functionality for Continous Monitoring of PROFINET Networks T+H Part Number: 10003034
Diagnostics | GDA-JC-003035 | TH LINK EtherNet/IP | TH LINK EtherNet/IP EtherNet/IP Network Agent Supporting Integrated Diagnosis Functionality for Continous Monitoring of EtherNet/IP Networks T+H Part Number: 10003035
Diagnostics | GDA-JE-003036 | TH LINK Modbus TCP | TH LINK Modbus TCP Modbus TCP Network Agent Supporting Integrated Diagnosis Functionality for Continous Monitoring of Modbus TCP Networks T+H Part Number: 10003036
Diagnostics | GDA-JY-003037 | TH LINK Industrial Ethernet | TH LINK Industrial Ethernet PROFINET, EtherNet/IP and Modbus TCP Network Agent Supporting Integrated Diagnosis Functionality for Continous Monitoring of PROFINET, EtherNet/IP and Modbus TCP Networks Also Supports Standard Ethernet TCP/IP Diagnostics T+H Part Number: 10003037
Diagnostics | GEA-JN-003006 | TH LINK PROFIBUS | TH LINK PROFIBUS Access to PROFIBUS Networks Via Ethernet, Supporting Integrated Diagnosis Functionality for Continous Monitoring of PROFIBUS Networks Network Access and Acyclic Master for Central Field Device Management Via Field Device Tool (FDT) Applications T+H Part Number: 10003006
6-FF | GLA-EK-024102 | FG-200 | FG-200 MODBUS/HSE to FOUNDATION fieldbus H1 Gateway incl. FF Configuration Software. Supports up to four H1 links. (Identical to former oder code GCL-EK-024100)
T+H | GPA-NS-011236 | Serial PROFIBUS Interface SPI3 RS232 | Serial PROFIBUS Interface SPI3 RS232 Coupler for Integration of Devices with Serial RS232 Interface as PROFIBUS DP Slave into PROFIBUS Networks T+H Part Number: 10001236
T+H | GPA-NS-011237 | Serial PROFIBUS Interface SPI3 RS422 | Serial PROFIBUS Interface SPI3 RS422 Coupler for Integration of Devices with Serial RS422 Interface as PROFIBUS DP Slave into PROFIBUS Networks T+H Part Number: 10001237
T+H | GPA-NS-011238 | Serial PROFIBUS Interface SPI3 RS485 | Serial PROFIBUS Interface SPI3 RS485 Coupler for Integration of Devices with Serial RS485 Interface as PROFIBUS DP Slave into PROFIBUS Networks T+H Part Number: 10001238
Retrofit | GPL-CS-191000 | echolink S7-compact | echolink S7-compact Connects PC Applications with Siemens S7 Controllers Supports PROFIBUS, MPI, PPI, Including STEP7 Driver / TIA Portal
Diagnostics | LRA-JY-003024 | TH SCOPE (Software Key) | TH SCOPE Software for Monitoring and Diagnosis of PROFIBUS, PROFINET, EtherNet/IP and Modbus TCP Networks Single Seat License, Bound to Software Key (Including Software Key) Requires TH LINK Component T+H Part Number: 10003024
Diagnostics | LRA-JY-003028 | TH LINK PC Industrial Ethernet (Software Key) | TH LINK PC Industrial Ethernet Software for Monitoring and Diagnosis of PROFINET, EtherNet/IP and Modbus TCP Networks Single Seat License, Bound to Software Key (Including Software Key) Optionally Extensible by TH SCOPE T+H Part Number: 10003028
T+H | LRA-NN-021980 | PROFIBUS DP-V1 Gateway DTM-Library | PROFIBUS DP-V1 Gateway Device Type Manager (DTM) Includes Software for Accessing PROFIBUS DP Devices from FDT Frame Applications Via TH LINK PROFIBUS, Software for Accessing PROFIBUS PA Devices from FDT Frame Applications Via Siemens DP/PA Link Coupler and Software for Accessing HART Devices from FDT Frame Applications Via Siemens Modules ET 200M and ET 200iSP T+H Part Number: 10002390
T+H | LRA-NN-021991 | PROFIBUS DP-V1 Gateway DTM for Siemens DP/PA Link | PROFIBUS DP-V1 Gateway Device Type Manager (DTM) Software for Accessing PROFIBUS PA Devices from FDT Frame Applications Via Siemens DP/PA Link Coupler T+H Part Number: 10002280
T+H | LRA-NN-021992 | PROFIBUS DP-V1 Gateway DTM for Siemens ET 200M | PROFIBUS DP-V1 Gateway Device Type Manager (DTM) Software for Accessing HART Devices from FDT Frame Applications Via Siemens Module ET 200M T+H Part Number: 10002346
T+H | LRA-NN-021993 | PROFIBUS DP-V1 Gateway DTM for Siemens ET 200iSP | PROFIBUS DP-V1 Gateway Device Type Manager (DTM) Software for Accessing HART Devices from FDT Frame Applications Via Siemens Module ET 200iSP T+H Part Number: 10002655
Echo | LRA-YY-14-3115 | Upgrade echocollect: 15 Connections | Upgrade echocollect: 15 Connections
OPC / DDE | LRL-DY-131001 | Multi-Protocol TCPIP-H1 OPC Server | Multi-Protocol OPC Server With Full Protocol Coverage for Communication Via Ethernet TCP/IP, RFC1006, and ISO (H1) Includes OPCpipe Functionality
OPC / DDE | LRL-DY-131101 | Siemens OPC Server | OPC Server for Communication With Siemens Controllers (S5, S7 200/300/400/1200) Via Ethernet TCP/IP and RFC 1006 Includes OPCpipe Functionality, Send/Receive, and NETLink Protocol
OPC / DDE | LRL-DY-131201 | Multi-Protocol TCPIP-S OPC Server | Multi-Protocol OPC Server With Full Protocol Coverage for Communication Via Ethernet TCP/IP, and RFC1006 Includes OPCpipe Functionality, Send/Receive, and NETLink Protocol
OPC / DDE | LRL-DY-131701 | OPCpipe Client | OPCpipe Client for Network Spanning OPC Communication Via Ethernet TCP/IP Without DCOM
OPC / DDE | LRL-DY-131801 | SNMP OPC Server | OPC Server for Communication With Network Devices and Field Devices Via Ethernet TCP/IP Supports SNMP V1 Complete, SNMP V2 Without Security Includes MIB Import Function
OPC / DDE | LRL-DY-132101 | dataFEED OPC Server Siemens | dataFEED OPC Server Siemens Component of dataFEED OPC Suite, Version 4.01 and Higher, for Communication with Siemens and Siemens-compatible PLCs, Includes dataFEED OPC Organizer Classic Functionality See Data Sheet for Supported Operating Systems
OPC / DDE | LRL-DY-132301 | dataFEED OPC Server Rockwell | dataFEED OPC Server Rockwell Component of dataFEED OPC Suite, Version 4.01 and Higher, for Communication with Rockwell PLCs, Includes dataFEED OPC Organizer Classic Functionality See Data Sheet for Supported Operating Systems
OPC / DDE | LRL-DY-132401 | dataFEED OPC Server Modbus | dataFEED OPC Server Modbus Component of dataFEED OPC Suite, Version 4.01 and Higher, for Communication with Modbus TCP-compatible PLCs, Includes dataFEED OPC Organizer Classic Functionality See Data Sheet for Supported Operating Systems
OPC / DDE | LRL-DY-132601 | dataFEED OPC Server Mitsubishi | dataFEED OPC Server Mitsubishi Component of dataFEED OPC Suite, Version 4.01 and Higher, for Communication with Mitsubishi Melsec-Q Series PLCs, Includes dataFEED OPC Organizer Classic functionality See Data Sheet for Supported Operating Systems
OPC / DDE | LRL-DY-132901 | dataFEED OPC Server B&R | dataFEED OPC Server B&R Component of dataFEED OPC Suite Version, 4.01 and Higher, for Communication with B&R PLCs, Includes dataFEED OPC Organizer Classic Functionality See Data Sheet for Supported Operating Systems
OPC / DDE | LRL-DY-134001 | dataFEED OPC Tunnel | dataFEED OPC Tunnel Component of dataFEED OPC Suite Version, 4.01 and higher, for Access of Any Number of OPC Tunnel Clients and to 1 OPC Tunnel Server, Includes dataFEED OPC Organizer Classic Functionality See Data Sheet for Supported Operating Systems
OPC / DDE | LRL-DY-134101 | dataFEED OPC Organizer Classic | dataFEED OPC Organizer Classic Component of dataFEED OPC Suite, Version 4.01 and Higher, for Communication Between one OPC Classic Server and multiple OPC Classic Clients, Includes Bridge, Concentrator and Optimizer Functionalit See Data Sheet for Supported Operating Systems
OPC / DDE | LRL-DY-134301 | dataFEED OPC Data Handler | dataFEED OPC Data Handler Component of dataFEED OPC Suite, Version 4.01 and Higher, Enables Extended OPC Communication for Data Exchange (Server2Server, PLC2PLC), Database Access and File Access, includes dataFEED OPC Organizer Classic Functionality See Data Sheet for Supported Operating Systems
OPC / DDE | LRL-DY-134401 | dataFEED OPC Server Extension | dataFEED OPC Server Extension Component of dataFEED OPC Suite, Version 4.01 and Higher, for Simultaneous Access to up to 50 OPC Servers or up to 50 dataFEED OPC Tunnel Servers See Data Sheet for Supported Operating Systems
Diagnostics | LRL-JY-003025 | TH SCOPE (Hardware Key) | TH SCOPE Software for Monitoring and Diagnosis of PROFIBUS, PROFINET, EtherNet/IP and Modbus TCP Networks Single Seat License, Bound to Hardware Key Iincluding USB Hardware) Requires TH LINK Component T+H Part Number: 10003024
Echo | LRL-YY-142001 | echochange, Upgrade from 10 to 30 Connections | Upgrade for Ethernet Gateway echochange For Extending the Supported Connections from 10 to 30
Echo | LRL-YY-14-3001 | Upgrade echocollect: Additional database protocols | Upgrade echocollect Database access to Oracle, DB2 and MsSQL
Echo | LRL-YY-14-3002 | Upgrade echocollect: Logging of Process Data | Upgrade echocollect Logging of Process Data to SD Card
Echo | LRL-YY-14-3004 | Upgrade echocollect: Unlimited Number of Visualization Items | Upgrade echocollect: Supports More Then 50 Visualization Items
OPC / DDE | OPC-PB | OPC Server for PROFIBUS DP-V0/PROFIBUS DP-V1 | OPC Server for PROFIBUS DP-V0/PROFIBUS DP-V1 Supports PROFIdrive Profile, Including Online Configurator and GSD File Collection Supports Windows XP, Windows 7, Windows Server 2003, Windows Server 2008 Activation Via Software Key
Diagnostics | DDA-ZZ-004010 | Digital Leakage Current Clamp Meter | Digital Leakage Current Clamp Meter 40Hz-1,000Hz, Min/Max, Data Hold Including Operator Case, Measuring Cables, Multilingual Manual (Recommended Accessory for PROFIBUS DP Protocol Analyzer BC-600-PB and PROFIBUS Tester 3 PB-T3) (identical to old order coder PB-LSZ-CHB3)
PROFIBUS | PB-PC104-MS | PROFI104 PB-PC104-MS | PROFIBUS Interface PROFI104 Alternatively PROFIBUS DP/FMS/FDL Master or PROFIBUS DP Slave, Single Channel PC/104 Board
PROFIBUS | PB-PC104-MS-XT | PROFI104 PB-PC104-MS-XT | PROFIBUS Interface PROFI104 Alternatively PROFIBUS DP/FMS/FDL Master or PROFIBUS DP Slave, Single Channel PC/104 Board, Extended Operating Temperature Range: -25°C...+70°C
PROFIBUS | PB-PRO1-CPCI | PBpro CompactPCI | PROFIBUS Interface PBpro Alternatively PROFIBUS DP/FMS/FDL Master or PROFIBUS DP Slave, Single Channel CompactPCI Board
PROFIBUS | PB-PRO1-PC104+ | PBpro PB-PRO1-PC104+ | PROFIBUS Interface PBpro Alternatively PROFIBUS DP/FMS/FDL Master or PROFIBUS DP Slave, Single Channel PC/104plus Board, 3.3V and 5V Supply Voltage
PROFIBUS | PB-PRO1-PC104+XT | PBpro PB-PRO1-PC104+XT | PROFIBUS Interface PBpro Alternatively PROFIBUS DP/FMS/FDL Master or PROFIBUS DP Slave, Single Channel PC/104plus Board, 3.3V and 5V Supply Voltage, Extended Operating Temperature Range: -40°C...+85°C
PROFIBUS | PB-PRO1-PCI | PBpro PB-PRO1-PCI | PROFIBUS Interface PBpro Alternatively PROFIBUS DP/FMS/FDL Master or PROFIBUS DP Slave, Single Channel PCI Universal Board (3.3V and 5V Supply Voltage)
PROFIBUS | PB-PRO1-PCI/LP | PBpro PB-PRO1-PCI/LP | PROFIBUS Interface PBpro Alternatively PROFIBUS DP/FMS/FDL Master or PROFIBUS DP Slave, Single Channel PCI Universal Board (3.3V and 5V Supply Voltage), Low Profile Model
PROFIBUS | PB-PRO1-PCI104 | PBpro PB-PRO1-PCI104 | PROFIBUS Interface PBpro Alternatively PROFIBUS DP/FMS/FDL Master or PROFIBUS DP Slave, Single Channel PCI/104 Board, 3.3V and 5V Supply Voltage
PROFIBUS | PB-PRO1-PCIE | PBpro PB-PRO1-PCIE | PROFIBUS Interface PBpro Alternatively PROFIBUS DP/FMS/FDL Master or PROFIBUS DP Slave, Single Channel PCI Express Board
PROFIBUS | PB-PRO1-PCIE/LP | PBpro PB-PRO1-PCIE/LP | PROFIBUS Interface PBpro Alternatively PROFIBUS DP/FMS/FDL Master or PROFIBUS DP Slave, Single Channel PCI Express Board, Low Profile Model
PROFIBUS | PB-PRO1S-PCI | PBpro PB-PRO1S-PCI | PROFIBUS Interface PBpro PROFIBUS DP Slave, Single Channel PCI Universal Board (3.3V and 5V Supply Voltage)
PROFIBUS | PB-PRO1S-PCI/LP | PBpro PB-PRO1S-PCI/LP | PROFIBUS Interface PBpro PROFIBUS DP Slave, Single Channel PCI Universal Board (3.3V and 5V Supply Voltage), Low Profile Model
PROFIBUS | PB-PRO1S-PCIE | PBpro PB-PRO1S-PCIE | PROFIBUS Interface PBpro PROFIBUS DP Slave, Single Channel PCI Express Board
PROFIBUS | PB-PRO1S-PCIE/LP | PBpro PB-PRO1S-PCIE/LP | PROFIBUS Interface PBpro PROFIBUS DP Slave, Single Channel PCI Express Board, Low Profile Model
PROFIBUS | PB-PRO2-PCI | PB-PRO2-PCI | PROFIBUS Interface PBpro Alternatively PROFIBUS DP/FMS/FDL Master or PROFIBUS DP Slave Per Channel, Dual Channel PCI Universal Board (3.3V and 5V Supply Voltage)
PROFIBUS | PB-PRO2-PCIE | PBpro PB-PRO2-PCIE | PROFIBUS Interface PBpro Alternatively PROFIBUS DP/FMS/FDL Master or PROFIBUS DP Slave Per Channel, Dual Channel PCI Express Board
Retrofit | S5-PCLINK | S5-PCLink | S5-PCLink Interface for Connecting PC Applications with Siemens S5 Controllers Supports STEP5 Programming and Usage of Siemens S7/S5 OPC Server Connection Via Ethernet Interface
PROFIBUS | VCL-NN-017210 | PROFIBUS DP Configuration Tool (V2.02) | PROFIBUS DP Configuration Tool Includes CD-ROM and USB Hardware Key for Product Activation
OPC Toolkits | WQL-DD-034201 | OPC Classic DA Client Toolkit, Single Seat Developer License, Source Format (OPC-DA-CDK) | OPC Classic Development Toolkit for Developing OPC Data Access (DA) Clients Single Seat Developer License Supports C++, C# und VB .NET Using Visual Studio 2008 (32-Bit and 64-Bit), Visual Studio 2010 (32-Bit and 64-Bit), Visual Studio 2012 (32-Bit and 64-Bit) and .NET Framework (1.1, 2.0, 3.0, 3.5, 4.0, 4.5) for Windows 7, Windows 8, Windows Server 2008, Windows Server 2012 Source Format
OPC Toolkits | WQL-DD-034202 | OPC Classic DA Server Toolkit, Single Seat Developer License, Source Format (OPC-DA-SDK) | OPC Classic Development Toolkit for Developing OPC Data Access (DA) Servers Single Seat Developer License Supports C++, C# und VB .NET Using Visual Studio 2008 (32-Bit and 64-Bit), Visual Studio 2010 (32-Bit and 64-Bit), Visual Studio 2012 (32-Bit and 64-Bit) and .NET Framework (1.1, 2.0, 3.0, 3.5, 4.0, 4.5) for Windows 7, Windows 8, Windows Server 2008, Windows Server 2012 Source Format
OPC Toolkits | WQL-DD-034211 | OPC Classic AE Client Toolkit, Single Seat Developer License, Source Format (OPC-AE-CDK) | OPC Classic Development Toolkit for Developing OPC Alarms and Events (AE) Clients Single Seat Developer License Supports C++, C# und VB .NET Using Visual Studio 2008 (32-Bit and 64-Bit), Visual Studio 2010 (32-Bit and 64-Bit), Visual Studio 2012 (32-Bit and 64-Bit) and .NET Framework (1.1, 2.0, 3.0, 3.5, 4.0, 4.5) for Windows 7, Windows 8, Windows Server 2008, Windows Server 2012 Source Format
OPC Toolkits | WQL-DD-034212 | OPC Classic AE Server Toolkit, Single Seat Developer License, Source Format (OPC-AE-SDK) | OPC Classic Development Toolkit for Developing OPC Alarms and Events (AE) Servers Single Seat Developer License Supports C++, C# und VB .NET Using Visual Studio 2008 (32-Bit and 64-Bit), Visual Studio 2010 (32-Bit and 64-Bit), Visual Studio 2012 (32-Bit and 64-Bit) and .NET Framework (1.1, 2.0, 3.0, 3.5, 4.0, 4.5) for Windows 7, Windows 8, Windows Server 2008, Windows Server 2012 Source Format
OPC Toolkits | WQL-DD-034221 | OPC Classic XML-DA Client Toolkit for Windows, Single Seat Developer License, Source Format (OPC-XMLDA-CDK-WIN) | OPC Classic Development Toolkit for Developing OPC XML-DA Clients for Windows Operating Systems Single Seat Developer License Supports C++, C# und VB .NET Using Visual Studio 2008 (32-Bit and 64-Bit), Visual Studio 2010 (32-Bit and 64-Bit), Visual Studio 2012 (32-Bit and 64-Bit) and .NET Framework (1.1, 2.0, 3.0, 3.5, 4.0, 4.5) for Windows 7, Windows 8, Windows Server 2008, Windows Server 2012 Source Format
OPC Toolkits | WQL-DD-034222 | OPC Classic XML-DA Server Toolkit for Windows, Single Seat Developer License, Source Format (OPC-XMLDA-SDK-WIN) | OPC Classic Development Toolkit for Developing OPC XML-DA Servers for Windows Operating Systems Single Seat Developer License Supports C++, C# und VB .NET Using Visual Studio 2008 (32-Bit and 64-Bit), Visual Studio 2010 (32-Bit and 64-Bit), Visual Studio 2012 (32-Bit and 64-Bit) and .NET Framework (1.1, 2.0, 3.0, 3.5, 4.0, 4.5) for Windows 7, Windows 8, Windows Server 2008, Windows Server 2012 Source Format
OPC Toolkits | WRL-DD-034101 | OPC Classic DA Client Toolkit, Single Seat Developer License, Binary Format (OPC-DA-CDK-OBJ) | OPC Classic Development Toolkit for Developing OPC Data Access (DA) Clients Single Seat Developer License Supports C++, C# und VB .NET Using Visual Studio 2008 (32-Bit and 64-Bit), Visual Studio 2010 (32-Bit and 64-Bit), Visual Studio 2012 (32-Bit and 64-Bit) and .NET Framework (1.1, 2.0, 3.0, 3.5, 4.0, 4.5) for Windows 7, Windows 8, Windows Server 2008, Windows Server 2012 Binary Format
OPC Toolkits | WRL-DD-034102 | OPC Classic DA Server Toolkit, Single Seat Developer License, Binary Format (OPC-DA-SDK-OBJ) | OPC Classic Development Toolkit for Developing OPC Data Access (DA) Servers Single Seat Developer License Supports C++, C# und VB .NET Using Visual Studio 2008 (32-Bit and 64-Bit), Visual Studio 2010 (32-Bit and 64-Bit), Visual Studio 2012 (32-Bit and 64-Bit) and .NET Framework (1.1, 2.0, 3.0, 3.5, 4.0, 4.5) for Windows 7, Windows 8, Windows Server 2008, Windows Server 2012 Binary Format
OPC Toolkits | WRL-DD-034111 | OPC Classic AE Client Toolkit, Single Seat Developer License, Binary Format (OPC-AE-CDK-OBJ) | OPC Classic Development Toolkit for Developing OPC Alarms and Events (AE) Clients Single Seat Developer License Supports C++, C# und VB .NET Using Visual Studio 2008 (32-Bit and 64-Bit), Visual Studio 2010 (32-Bit and 64-Bit), Visual Studio 2012 (32-Bit and 64-Bit) and .NET Framework (1.1, 2.0, 3.0, 3.5, 4.0, 4.5) for Windows 7, Windows 8, Windows Server 2008, Windows Server 2012 Binary Format
OPC Toolkits | WRL-DD-034112 | OPC Classic AE Server Toolkit, Single Seat Developer License, Binary Format (OPC-AE-SDK-OBJ) | OPC Classic Development Toolkit for Developing OPC Alarms and Events (AE) Servers Single Seat Developer License Supports C++, C# und VB .NET Using Visual Studio 2008 (32-Bit and 64-Bit), Visual Studio 2010 (32-Bit and 64-Bit), Visual Studio 2012 (32-Bit and 64-Bit) and .NET Framework (1.1, 2.0, 3.0, 3.5, 4.0, 4.5) for Windows 7, Windows 8, Windows Server 2008, Windows Server 2012 Binary Format
OPC Toolkits | WRL-DD-034121 | OPC Classic XML-DA Client Toolkit for Windows, Single Seat Developer License, Binary Format (OPC-XMLDA-CDK-OBJ) | OPC Classic Development Toolkit for Developing OPC XML-DA Clients for Windows Operating Systems Single Seat Developer License Supports C++, C# und VB .NET Using Visual Studio 2008 (32-Bit and 64-Bit), Visual Studio 2010 (32-Bit and 64-Bit), Visual Studio 2012 (32-Bit and 64-Bit) and .NET Framework (1.1, 2.0, 3.0, 3.5, 4.0, 4.5) for Windows 7, Windows 8, Windows Server 2008, Windows Server 2012 Binary Format
OPC Toolkits | WRL-DD-034122 | OPC Classic XML-DA Server Toolkit for Windows, Single Seat Developer License, Binary Format (OPC-XMLDA-SDK-WIN-OBJ) | OPC Classic Development Toolkit for Developing OPC XML-DA Servers for Windows Operating Systems Single Seat Developer License Supports C++, C# und VB .NET Using Visual Studio 2008 (32-Bit and 64-Bit), Visual Studio 2010 (32-Bit and 64-Bit), Visual Studio 2012 (32-Bit and 64-Bit) and .NET Framework (1.1, 2.0, 3.0, 3.5, 4.0, 4.5) for Windows 7, Windows 8, Windows Server 2008, Windows Server 2012 Binary Format
Diagnostics | ACA-NN-006033 | D-Sub to M12 adapter set for PROFIBUS Tester 4 or 5 | D-Sub to M12 adapter set for PROFIBUS Tester 4 or 5 With T-connector and M12 bus termination for PROFIBUS DP
Diagnostics | LRA-NN-006011 | License Oscilloscope Option for PROFIBUS Tester 5 (BC-700-PB) | License Oscilloscope Option for PROFIBUS Tester 5 (BC-700-PB) Enables Oscilloscope view in stand-alone mode. Serial number of BC-700-PB and existing license key required for order processing
Diagnostics | ACA-NN-006031 | RS485 D-Sub adapter cable for PROFIBUS Tester 4 or 5 | RS485 D-Sub adapter cable for PROFIBUS Tester 4 or 5 For testing operational networks with reduced influence on segment operation, not suitable for Master Simulator mode and topology scan.
Diagnostics | LRA-JY-003041 | busCHECK Analyzer IE (Software key) | busCHECK Analyzer IE Software for mobile diagnostics and acceptance testing of PROFINET, EtherNet/IP and Modbus TCP Networks. Single seat license, software key tied to target computer (bound to BIOS, hard disk or network interface)
Diagnostics | DDA-JJ-004200 | NetXpert 1400 IE | NetXpert 1400 IE Industrial grade tester for qualifying and fault analysis of industrial ethernet cablings. SD card for measurement documentation included.
4-PB-IF | DUL-NN-012410 | PBpro USB | PBpro USB PROFIBUS USB interface, single channel, incl. 2m USB cable and installation CD
Diagnostics | DDL-NN-006012 | PROFIBUS Tester 5 (BC-700-PB) in Case with Oszilloscope Option | PROFIBUS Tester 5 (BC-700-PB) in Case with Oszilloscope Option For Testing Cabling, Bus Physics and Communication in PROFIBUS-DP networks. Including PC Software PROFIBUS Diagnostics Suite, Manuals, Power Supply (100..240V/50..60 Hz), Power Cords (EU+US) and Adapter Cable in Carrying Case. Including license for oscilloscope function in stand-alone mode (without PC).
1-DIAG | LRL-JY-003042 | dataCHECK Analyzer IE (hardware key) | dataCHECK Analyzer IE (hardware key) Software for mobile diagnostics and acceptance testing of PROFINET, EtherNet/IP and Modbus TCP Networks. Single seat license, portable hardware key (bound to USB hardware)
3-echo | 200-2131-3681 | echolink one2Profinet Gateway | echolink one2Profinet Gateway Connects various automation components with PROFINET networks via serial EIA-232, 422 and 485 interfaces. Interfaces: 1x Power 24VDC, 2x Profinet (RJ-45), 2x Serial
3-echo | GAL-YY-143101 | echocollect e | echocollect e Versatile industrial gateway for data exchange between PLCs, databases and control systems for process data management. Interfaces: 1x Power 24VDC, 2x Ethernet, 1x TTY
3-echo | GAL-YY-143201 | echocollect r | echocollect r Versatile industrial gateway for data exchange between PLCs with serial or Ethernet interface, databases and control systems for process data management. Interfaces: 1x Power 24VDC, 2x Ethernet, 1x TTY, 3x EIA-232, 1x MPI
3-echo | GAL-YY-143401 | echocollect m | echocollect m Versatile industrial gateway for data exchange between PLCs with serial or Ethernet interface, databases and control systems for process data management. Interfaces: 1x Power 24VDC, 2x Ethernet, 3x TTY, 2x MPI
3-echo | GPL-YY-142101 | echochange | echochange Versatile industrial gateway for protocol conversion. Supports Siemens S5/S7 or Modbus PLCs on the input side and Siemens S5/S7, Modbus, Rockwell or Mitsubishi on the output side. Maximum of 10 active PLC connections. Interfaces: 1x Power 24VDC, 2x Ethernet, 1x TTY
others | S5-PCLINK | S5-PCLink Ethernet adapter | S5-PCLink Ethernet adapter
8-IE-Gateway | GCA-AL-024602 | pnGate PA | pnGate PA PROFINET to PROFIBUS-PA Gateway . Supports up to two PA networks. (Identical to former order code GCL-AL-024600)
6-FF | GLA-EK-024103 | FG-200 (for STAHL carrier) | FG-200 (for STAHL carrier) MODBUS/HSE to FOUNDATION fieldbus H1 Gateway incl. FF Configuration Software. Supports up to four H1 links. For reversed mounting position on STAHL carrier.

## Комментарии
Указанные выше цены приведены за единицу в Евро с НДС. В случае поставки программного обеспечения в электронном виде, НДС равен 0. Оплата производится в рублях по курсу ЦБ РФ на день оплаты. Продукция поставляется на условиях склад поставщика, г. Самара, (DDP Samara). Доставка в другие города России и СНГ оплачивается отдельно. Срок поставки: до 12 недель с даты получения предоплаты за товар. Гарантия на продукты - 18 месяцев. Настоящая версия Прайс-листа отменяет действие всех предыдущих Прайс-листов. ГК "СМС-Автоматизация" не несет ответственность за изменения, ошибки или опечатки. ГК "СМС-Автоматизация" остается собственником поставляемой продукции до получения полной оплаты. Экспорт/Импорт наших продуктов может быть предметом законодательных или административных ограничений, в этом случае покупатель принимает на себя ответственность по проверке и запросу соответствующих разрешений. Любые условия могут быть изменены без предварительного уведомления.
Группа компаний "СМС-Автоматизация" ООО "СМС - информационные технологии" 443013, Россия, г. Самара, Московское шоссе, 4а, стр.2 Тел./факс: +7 846 205-79-00 E-mail: sales@sms-it.ru http://www.sms-automation.ru

## Change History (hidden)
Date | Bestellnummer Part Number | Artikelname | Article Name | Description | Release
Changes Related to Pricelist from Jan 1, 2012
2011-11-11 | 500-4000-02 | Ethernet - MPI/PPI Gateway IBH Link Plus | Ethernet - MPI/PPI Gateway IBH Link Plus | PL Export set to "nein" | 2012-10-01
2011-11-11 | 500-4000-03 | IBH Link ++ | IBH Link ++ | PL Export set to "nein" | 2012-01-01
2011-11-11 | S5-PCLINK | S5-PCLink-Interface zum Anschluss von PC-Anwendungen an Siemens S5-Steuerungen | S5-PCLink Interface for Connecting PC Applications with Siemens S5 Controllers | PL Export set to "nein" | 2012-01-01
2011-11-14 | PB-PC104-XT/AKS | PROFIBUS-Interface PROFI104 PB-PC104-XT/AKS | PROFIBUS Interface PROFI104 PB-PC104-XT/AKS | Added interface board | 2012-01-01
2011-11-15 | OPC-S7 | OPC-Server für Siemens S7/S5-Steuerungen | OPC Server for Siemens S7/S5 Controllers | Support of Windows 7 added | 2012-01-01
2011-11-15 | OPC-XXX-RT | Laufzeitlizenz für XXX, entwickelt mit OPC-Classic-Toolkit, Binärformat | Runtime License for XXX, Developed Using OPC Classic Toolkit, Binary Format | Modified Artikelname, Article Name | 2012-01-01
2011-11-24 | BC-200-CAN-BASIC | CAN-Netzwerktester CAN-Bus Tester 2 | CAN Network Tester CAN-Bus Tester 2 | Change of Product Name to GEMAC Name "CAN-Bus Tester 2" | 2012-01-01
2011-11-24 | BC-200-CAN-OPT/19 | J1939-Option für CAN-Netzwerktester CAN-Bus Tester 2 | J1939 Option for CAN Network Tester CAN-Bus Tester 2 | Change of Product Name to GEMAC Name "CAN-Bus Tester 2" | 2012-01-01
2011-11-24 | BC-200-CAN-OPT/CO | CANopen-Option für CAN-Netzwerktester CAN-Bus Tester 2 | CANopen Option for CAN Network Tester CAN-Bus Tester 2 | Change of Product Name to GEMAC Name "CAN-Bus Tester 2" | 2012-01-01
2011-11-24 | BC-200-CAN-OPT/DN | DeviceNet-Option für CAN-Netzwerktester CAN-Bus Tester 2 | DeviceNet Option for CAN Network CAN-Bus Tester 2 | Change of Product Name to GEMAC Name "CAN-Bus Tester 2" | 2012-01-01
2011-11-24 | FCM-HY-0111 | Werkzeug für schnelle Entwicklung einfacher PROFIBUS PA-Feldgeräten PAeasy | Tool for Rapid Realization of PROFIBUS PA Field Devices PAeasy | Product added | 2012-01-01
2011-11-24 | FCM-KY-0511 | Werkzeug für schnelle Entwicklung einfacher Foundation Fieldbus H1-Feldgeräten FFeasy | Tool for Rapid Realization of Foundation Fieldbus H1 Field Devices FFeasy | Product added | 2012-01-01
2011-11-25 | UAC-DD-0100 | USB-Hardware für ein Software-Produkt, Lizenzmanager V4.0 | USB Hardware for One Software Product, License Manager V4.0 | Product added | 2012-01-01
2011-11-28 | DCM-DD-1100 | Basislizenz für Upgrade auf OPC Easy Connect Suite V2.01 | Basic License for Upgrade to OPC Easy Conenct Suite V2.01 | Product added | 2012-01-01
2011-11-28 | DCM-DD-2150 | Erweiterungslizenz für Upgrade auf OPC Easy Connect Suite V2.01, 50 OPC-Servers | Externsion License for Upgrade to OPC Easy Conenct Suite V2.01 , 50 OPC Servers | Product added | 2012-01-01
2011-11-28 | DCM-DD-3105 | Erweiterungslizenz für Upgrade auf OPC Easy Connect Suite V2.01, 5.000 OPC-Datenpunkte | Externsion License for Upgrade to OPC Easy Conenct Suite V2.01, 5,000 OPC Items | Product added | 2012-01-01
2011-11-30 | DTM-PB-S-CARD | Paket: PROFIBUS DP-V0/PROFIBUS DP-V1 Communication Device Type Manager (DTM) PROFIdtm mit PROFIBUS-Interface PROFIcard2 | Bundle: PROFIBUS DP-V0/PROFIBUS DP-V1 Communication Device Type Manager (DTM) PROFIdtm plus PROFIBUS Interface PROFIcard2 | Product removed | 2012-01-01
2011-11-30 | DTM-PB-S-PRO1-PCI | Paket: PROFIBUS DP-V0/PROFIBUS DP-V1 Communication Device Type Manager (DTM) PROFIdtm mit PROFIBUS-Interface Pbpro | Bundle: PROFIBUS DP-V0/PROFIBUS DP-V1 Communication Device Type Manager (DTM) PROFIdtm plus PROFIBUS Interface PBpro | Product removed | 2012-01-01
2011-11-30 | DTM-PB-S-USB | Paket: PROFIBUS DP-V0/PROFIBUS DP-V1 Communication Device Type Manager (DTM) PROFIdtm mit PROFIBUS-Interface PROFIusb | Bundle: PROFIBUS DP-V0/PROFIBUS DP-V1 Communication Device Type Manager (DTM) PROFIdtm plus PROFIBUS Interface PROFIusb | Product removed | 2012-01-01
2011-12-01 | OPC-PB-PCCARD | Paket: OPC-Server für PROFIBUS DP-V0/PROFIBUS DP-V1 mit PROFIBUS-Interface PROFIcard2 | Bundle: OPC Server for PROFIBUS DP-V0/PROFIBUS DP-V1 plus PROFIBUS Interface PROFIcard2 | Product discontinued | 2012-01-01
2011-12-05 | DTM-PB-F | PROFIBUS DP-V0/PROFIBUS DP-V1 Communication Device Type Manager (DTM) PROFIdtm für mehrere PROFIBUS-Segmente | PROFIBUS DP-V0/PROFIBUS DP-V1 Communication Device Type Manager (DTM) PROFIdtm for Several PROFIBUS Segments | Product removed as it can be downloaded from the Softing website for free | 2012-01-01
2011-12-05 | DTM-PB-S | PROFIBUS DP-V0/PROFIBUS DP-V1 Communication Device Type Manager (DTM) PROFIdtm für ein PROFIBUS-Segment | PROFIBUS DP-V0/PROFIBUS DP-V1 Communication Device Type Manager (DTM) PROFIdtm for One PROFIBUS Segment | Product removed as it can be downloaded from the Softing website for free | 2012-01-01
2011-12-12 | FTO-NH-0311 | FBK-2 Evaluation Kit PA für HART-Geräte | FBK-2 Evaluation Kit PA for HART Devices | Product name clarified | 2012-01-01
2011-12-12 | FTO-NK-0211 | FBK-2 Evaluation Kit FF für HART-Geräte | FBK-2 Evaluation Kit FF for HART Devices | Product name clarified | 2012-01-01
2011-12-14 | 700-4410-01 | INAT-X-CPU-2, Software for CPU 945 (S5-115U) | INAT-X-CPU-2, Software for CPU 945 (S5-115U) | Product description updated | 2012-01-01
2011-12-14 | 700-4420-01 | INAT-X-CPU-2, Software for CPU 948 (S5-135/155U) | INAT-X-CPU-2, Software for CPU 948 (S5-135/155U) | Product description updated | 2012-01-01
2011-12-14 | 700-4430-01 | INAT-X-CPU-2, Software for CPU 948 (S5-150U/S/K) | INAT-X-CPU-2, Software for CPU 948 (S5-150U/S/K) | Product description updated | 2012-01-01
2011-12-14 | 700-4430-02 | INAT-X-CPU-2, Software for CPU 416/948 (S5-150U/S/K) | INAT-X-CPU-2, Software for CPU 416/948 (S5-150U/S/K) | Product added | 2012-01-01
2011-12-14 | 700-4440-01 | INAT-X-CPU-2, Software for CPU 416/948 (S5-135/155U) | INAT-X-CPU-2,Software for CPU 416/948 (S5-135/155U) | Product description updated | 2012-01-01
2011-12-14 | 700-4450-01 | INAT-X-CPU-2, Software for CPU 416/945 (S5-115U) | INAT-X-CPU-2, Software for CPU 416/945 (S5-115U) | Product description updated | 2012-01-01
2011-12-14 | OPC-S7 | OPC-Server für Siemens S7/S5-Steuerungen | OPC Server for Siemens S7/S5 Controllers | Price changed to EUR 485 | 2012-01-01
2011-12-14 | OPC-S7-FG100 | Paket: OPC-Server für Siemens S7/S5-Steuerungen mit Remote PROFIBUS-Interface FG-100 PROFIBUS | Bundle: OPC Server for Siemens S7/S5 Controllers Plus Remote PROFIBUS Interface FG-100 PROFIBUS | Product removed | 2012-01-01
2011-12-14 | OPC-S7-S5PCLINK | Paket: OPC-Server für Siemens S7/S5-Steuerungen mit S5-PCLink-Interface | Bundle: OPC Server for Siemens S7/S5 Controllers Plus S5-PCLink Interface | Product removed | 2012-01-01
2011-12-14 | OPC-S7-USB | Paket: OPC-Server für Siemens S7/S5-Steuerungen mit PROFIBUS-Interface PROFIusb | Bundle: OPC Server for Siemens S7/S5 Controllers Plus PROFIBUS Interface PROFIusb | Product removed | 2012-01-01
2011-12-14 | S5-PCLINK | S5-PCLink-Interface zum Anschluss von PC-Anwendungen an Siemens S5-Steuerungen | S5-PCLink Interface for Connecting PC Applications with Siemens S5 Controllers | Product removed | 2012-01-01
2011-12-22 | CAN-AC1-PCI | CAN/CANopen-Interface CAN-AC PCI CAN-AC1-PCI | CAN/CANopen Interface CAN-AC PCI CAN-AC1-PCI | Description has been corrected | 2012-01-01
2011-12-22 | CAN-AC1-PCI/KOE | CAN/CANopen-Interface CAN-AC PCI CAN-AC1-PCI/KOE | CAN/CANopen Interface CAN-AC PCI CAN-AC1-PCI/KOE | Description has been corrected | 2012-01-01
2011-12-22 | CAN-AC2-PCI | CAN/CANopen-Interface CAN-AC PCI CAN-AC2-PCI | CAN/CANopen Interface CAN-AC PCI CAN-AC2-PCI | Description has been corrected | 2012-01-01
2011-12-22 | CCM-AY-3130 | PROFINET Controller-Stack, Einzellizenz für Windows-Betriebssystem | PROFINET Controller Stack, Per Unit License for Windows Operating System | Pricing has been adapted | 2012-01-01
2011-12-22 | CCM-AY-3270 | PROFINET Controller-Stack, Einzellizenz für Linux-Betriebssystem | PROFINET Controller Stack, Per Unit License for Linux Operating System | Pricing has been adapted | 2012-01-01
2011-12-22 | CCM-EY-3130 | Modbus TCP Client-Stack, Einzellizenz für Windows-Betriebssystem | Modbus TCP Client Stack, Per Unit License for Windows Operating System | Pricing has been adapted | 2012-01-01
2011-12-22 | CCM-EY-3270 | Modbus TCP Client-Stack, Einzellizenz für Linux-Betriebssystem | Modbus TCP Client Stack, Per Unit License for Linux Operating System | Pricing has been adapted | 2012-01-01
2011-12-22 | FCM-AY-3310 | PROFINET Device-Stack, Einzellizenz für Altera Cyclone III FPGA | PROFINET DeviceStack, Per Unit License for Altera Cyclone III FPGA | Product removed, replaced by FCM-NO-3310 | 2012-01-01
2011-12-22 | FCM-NO-3310 | Industrial Ethernet-Feldgeräte-Stack, Einzellizenz für Altera Cyclone III FPGA | Industrial Ethernet Field Device Stack, Per Unit License for Altera Cyclone III FPGA | Product added, replacement of FCM-AY-3310 | 2012-01-01
2012-01-02 | FF-LD/ABB | Foundation Fieldbus Linking Device FG-100 FF/HSE für ABB | Foundation Fieldbus Linking Device FG-100 FF/HSE for ABB | Price changed to EUR 2560 | 2012-01-02
2012-01-02 | FFLINK | Foundation Fieldbus Linking Device FG-100 FF/HSE für Metso | Foundation Fieldbus Linking Device FG-100 FF/HSE for Metso | Price changed to EUR 2560 | 2012-01-02
2012-01-02 | ICM-FK-0110 | Foundation Fieldbus Linking Device FG-100 FF/HSE | Foundation Fieldbus Linking Device FG-100 FF/HSE | Price changed to EUR 2560 | 2012-01-02
2012-01-02 | ICM-NK-0111-2521 | Foundation Fieldbus Interface Module FIM-110 FF für Emerson | Foundation Fieldbus Interface Module FIM-110 FF for Emerson | Price changed to USD 3600 | 2012-01-02
2012-01-02 | ICM-NK-0211 | Foundation Fieldbus Linking Device FG-110 FF | Foundation Fieldbus Linking Device FG-110 FF | Price changed to EUR 2560 | 2012-01-02
2012-01-05 | 500-BC-131-PB | Aktives PROFIBUS-Kabel mit D-Sub-Steckern | Active PROFIBUS Drop Cable with D-Sub Connectors | Product removed | 2012-01-01
2012-01-05 | 500-BC-200-ETH | Industrial Ethernet-Tester BC-200-ETH | Industrial Ethernet Tester BC-200-ETH | Product removed | 2012-01-01
2012-01-05 | S5-PCLINK | S5-PCLink-Interface zum Anschluss von PC-Anwendungen an Siemens S5-Steuerungen | S5-PCLink Interface for Connecting PC Applications with Siemens S5 Controllers | Product added again | 2012-01-01
2012-01-10 | FTO-NH-0111 | FBK-2 Evaluation Kit PA für HART-Geräte | FBK-2 Evaluation Kit PA for HART Devices | Part number corrected from FTO-NH-0311 to FTO-NH-0111 | 2012-01-10
2012-01-10 | UTO-HK-0112 | PROFIBUS PA-Starter-Kit PA-START | PROFIBUS PA Starter Kit PA-START | Product added | 2012-01-10
2012-01-19 | DCF-DY-4100 | OPC-Server für Siemens S7/S5-Steuerungen | OPC Server for Siemens S7/S5 Controllers | Product added | 2012-01-01
2012-01-19 | DCF-DY-4100 | OPC-Server für Siemens S7/S5-Steuerungen | OPC Server for Siemens S7/S5 Controllers | Product added | 2012-01-19
2012-01-19 | DCF-DY-4101 | Upgrade auf OPC-Server für Siemens S7/S5-Steuerungen | Upgrade to OPC Server for Siemens S7/S5 Controllers | Product added | 2012-01-01
2012-01-19 | DCF-DY-4101 | Upgrade auf OPC-Server für Siemens S7/S5-Steuerungen | Upgrade to OPC Server for Siemens S7/S5 Controllers | Product added | 2012-01-19
2012-02-14 | BC-230-PB | PROFIBUS PA-Diagnosemonitor BC-230-PB | PROFIBUS PA Diagnostic Monitor BC-230-PB | Price increased from EUR 1,180.- to EUR 1,240.- | 2012-04-01
2012-02-14 | BC-600-PB | PROFIBUS-Tester 4 (BC-600-PB) "all-in-one" | PROFIBUS Tester 4 (BC-600-PB) "all-in-one" | Price increased from EUR 3,280.- to EUR 3,440.- | 2012-04-01
2012-04-18 | BUL-OO-011810 | CANpro USB embedded Schnittstellenkarte | CANpro USB embedded Interface Card | Product added | 2012-04-18
2012-04-18 | DUL-OO-012410 | CANpro USB Schnittstellenkarte | CANpro USB Interface Card | Product added | 2012-04-18
2012-04-18 | DUL-OO-012411 | CANpro USB HD Schnittstellenkarte | CANpro USB HD Interface Card | Product added | 2012-04-18
2012-05-08 | CAN-AC1-104_RWY | CAN/CANopen-Interface CAN-AC PC/104 CAN-AC1-104_RWY | CAN/CANopen Interface CAN-AC PC/104 CAN-AC1-104_RWY | Price changed to EUR 1092,50 | 2012-05-08
2012-06-01 | FCM-KY-0211 | Unified Fieldbus Controller UFC100-L1 | Unified Fieldbus Controller UFC100-L1 | Minimum order quantity changed to 160 units | 2012-06-01
2012-07-30 | <General> | <General> | Industrial Ethernet Products | Split of items with several prices to individual lines | 2012-07-30
2012-07-31 | <General> | <General> | Foundation Fieldbus / PROFIBUS PA Products | Adaption of Order Numbers and Adding of New Products | 2012-07-31
2012-07-31 | <General> | <General> | FG-110 FF / FIM-110 FF | Adaption of Product Definitions / Available Options | 2012-07-31
2012-07-31 | <General> | <General> | FBK-2 | M16C63 Variants added | 2012-07-31
2012-08-06 | WQL-DD-031201 | OPC UA-Toolkit, Version V5.10, für die Entwicklung von OPC Unified Architecture (UA)-Clients auf .NET-Basis für Windows-Betriebssysteme, Quellformat | OPC UA Toolkit, Version V5.10, for Developing OPC Unified Architecture (UA) Clients Based on .NET for Windows Operating Systems, Source Format | Product added | 2012-08-06
2012-08-06 | WQL-DD-031202 | OPC UA .NET-Toolkit, für die Entwicklung von OPC Unified Architecture (UA)-Servers auf .NET-Basis für Windows-Betriebssysteme, Quellformat | OPC UA .NET Toolkit, for Developing OPC Unified Architecture (UA) Servers Based on .NET for Windows Operating Systems, Source Format | Product added | 2012-08-06
2012-08-06 | WRL-DD-031101 | OPC UA-Toolkit, Version V5.10, für die Entwicklung von OPC Unified Architecture (UA)-Clients auf .NET-Basis für Windows-Betriebssysteme, Binärformat | OPC UA Toolkit, Version V5.10, for Developing OPC Unified Architecture (UA) Clients Based on .NET for Windows Operating Systems, Binary Format | Product added | 2012-08-06
2012-08-06 | WRL-DD-031102 | OPC UA .NET-Toolkit, für die Entwicklung von OPC Unified Architecture (UA)-Servers auf .NET-Basis für Windows-Betriebssysteme, Binärformat | OPC UA .NET Toolkit, for Developing OPC Unified Architecture (UA) Servers Based on .NET for Windows Operating Systems, Binary Format | Product added | 2012-08-06
2012-08-21 | WQL-DD-031202 | OPC UA .NET Server Development Toolkit für Windows, Einzelplatz Entwicklungslizenz, Sourcecode Version | OPC UA .NET Server Development Toolkit for Windows, single seat developer license, Source code version | Description (version no.) updated | 2012-08-21
2012-08-21 | WRL-DD-031102 | OPC UA .NET Server Development Toolkit für Windows, Einzelplatz Entwicklungslizenz, Binär Version | OPC UA .NET Server Development Toolkit for Windows, single seat developer license, Binary version | Description (version no.) updated | 2012-08-21
2012-08-21 | WQL-DD-031201 | OPC UA .NET Client Development Toolkit für Windows, Einzelplatz Entwicklungslizenz, Sourcecode Version | OPC UA .NET Client Development Toolkit for Windows, single seat developer license, Source code version | Description (version no.) updated | 2012-08-21
2012-08-21 | WRL-DD-031101 | OPC UA .NET Client Development Toolkit für Windows, Einzelplatz Entwicklungslizenz, Binär Version | OPC UA .NET Client Development Toolkit for Windows, single seat developer license, Binary version | Description (version no.) updated | 2012-08-21
Changes Related to Pricelist from Oct 1, 2012
2012-08-28 | 100-1030-01 | Schulung "OPC-Server und -Client in der Anwendung" | Training "OPC Server and Client in Practice" | English training title updated | 2013-01-01
2012-08-28 | 100-1030-02 | Vor-Ort-Schulung "OPC-Server und -Client in der Anwendung" | Inhouse Training "OPC Server and Client in Practice" | English training title updated, Description (fee per participant required in addition) updated | 2013-01-01
2012-08-28 | 100-2290-03 | Vor-Ort-Schulung "Industrial Ethernet II - Troubleshooting in Anlagennetzen" | Inhouse Training "Industrial Ethernet II - Troubleshooting in Plant Networks" | Description (fee per participant required in addition) updated | 2013-01-01
2012-08-28 | 110-1000-02 | Vor-Ort-Schulung "Industrial Ethernet I - Grundlagen" | Inhouse Training "Industrial Ethernet I - Basics" | Description (fee per participant required in addition) updated | 2013-01-01
2012-08-28 | 110-1100-02 | Vor-Ort-Schulung "Modernisierung von S5-Anlagen" | Inhouse Training "Modernization of S5 Plants" | Description (fee per participant required in addition) updated | 2013-01-01
2012-08-28 | 110-1700-02 | Vor-Ort-Schulung "Fernwartung von Anlagennetzen" | Inhouse Training "Remote Maintenance of Plant Networks" | Description (fee per participant required in addition) updated | 2013-01-01
2012-08-28 | TRA-PB-TS | Schulung "PROFIBUS - Troubleshooting", einschließlich CPI | Training "PROFIBUS - Troubleshooting" | Description (training contents) updated | 2013-01-01
2012-08-28 | 120-1010-01 | Dienstleistung / Serviceeinsatz pro Stunde | Service / Service Assignment Per Hour | Description (minimum 8 hours), price updated | 2013-01-01
2012-08-28 | TRA-OPC-UA-DEV | Entwicklerschulung OPC UA. NET | OPC UA.Net Developer Training | Product added | 2013-01-01
2012-08-30 | KSA-FK-020220 | FF-START | FF-START | Scope of delivery updated to FG-110 FF, FF-CONF | 2013-01-01
2012-09-17 | 100-1030-01 | Schulung "OPC-Server und -Client in der Anwendung" | Training "OPC Server and Client in Practice" | Price changed to EUR 950 | 2013-01-01
2012-10-30 | 100-3050-01 | DDE-Server TCPIPH1, Software-Schlüssel | DDE Server TCPIPH1, Software Key | Reference to support of Windows 7 added | 2013-01-01
2012-10-30 | 100-3050-20 | DDE-Server TCPIPH1, Hardware-Schlüssel | DDE Server TCPIPH1, Hardware Key | Reference to support of Windows 7 added | 2013-01-01
2012-10-30 | 100-3050-DGL | Upgrade auf DDE-Server TCPIPH1, Hardware-Schlüssel | Upgrade to DDE Server TCPIPH1 , Hardware Key | Reference to support of Windows 7 added | 2013-01-01
2012-10-30 | 100-3050-UPG | Upgrade auf DDE-Server TCPIPH1, Software-Schlüssel | Upgrade to DDE Server TCPIPH1, Software Key | Reference to support of Windows 7 added | 2013-01-01
2012-10-30 | 100-3070-01 | DDE-Server TCPIP-S, Software-Schlüssel | DDE Server TCPIP-S, Software Key | Reference to support of Windows 7 added | 2013-01-01
2012-10-30 | 100-3070-20 | DDE-Server TCPIP-S, Hardware-Schlüssel | DDE Server TCPIP-S, Hardware Key | Reference to support of Windows 7 added | 2013-01-01
2012-10-30 | 100-3070-DGL | Upgrade auf DDE-Server TCPIP-S, Hardware-Schlüssel | Upgrade to DDE Server TCPIP-S, Hardware Key | Reference to support of Windows 7 added | 2013-01-01
2012-10-30 | 100-3070-UPG | Upgrade auf DDE-Server TCPIP-S, Software-Schlüssel | Upgrade to DDE Server TCPIP-S, Software Key | Reference to support of Windows 7 added | 2013-01-01
2012-11-13 | FDI-AY-5000 | PIT PROFINET Inspektor Basic Line, Indu-sol | PIT PROFINET Inspektor Basic Line, Indu-sol | Reference to Indu-sol added | 2013-01-01
2012-11-13 | CCM-AY-3130 | PROFINET Controller-Stack, Einzellizenz für Windows-Betriebssystem | PROFINET Controller Stack, Per Unit License for Windows Operating System | Reference to support of Windows XP, Windows 7 added | 2013-01-01
2012-11-13 | FCM-AY-3130 | PROFINET Device-Stack, Einzellizenz für Windows-Betriebssystem | PROFINET DeviceStack, Per Unit License for Windows Operating System | Reference to support of Windows XP, Windows 7 added | 2013-01-01
2012-11-13 | FCM-NO-3310 | IIndustrial Ethernet-Feldgeräte-Stack, Einzellizenz für Altera Cyclone FPGA-Famile | Industrial Ethernet Field Device Stack, Per Unit License for Altera Cyclone III FPGA | Description changed (Cyclone III to Cyclone Family) | 2013-01-01
2012-11-13 | FCM-NO-4010 | RTEM | RTEM | Description updated (list of all supported protocols, including EtherCAT) | 2013-01-01
2012-11-13 | FTR-NO-1000 | Integrations-Workshop für Implementierung von Industrial Ethernet-Feldgeräten auf Basis der Altera Cyclone FPGA-Familie | Integration Workshop for Implementing Industrial Ethernet Field Devices based on Altera Cyclone FPGA Family | Description changed (Cyclone III to Cyclone Family) | 2013-01-01
2012-11-14 | 400-9352-MPI | Adapter RS232/USB - MPI/PPI, 3m | Adapter RS232/USB - MPI/PPI, 3m | Product deleted | 2013-01-01
2012-11-14 | 400-9352-USB | Adapter USB - MPI/PPI, 3m | Adapter USB - MPI/PPI, 3m | Product deleted | 2013-01-01
2012-11-14 | 400-9359-MPI | Adapter RS232 - MPI/PPI, 3m | Adapter RS232 - MPI/PPI, 3m | Product deleted | 2013-01-01
2012-11-14 | 400-9361-06 | PG-MUX II, 115V | PG-MUX II, 115V | Product deleted | 2013-01-01
2012-11-14 | 500-4000-02 | IBH Link Plus | IBH Link Plus | Product deleted | 2013-01-01
2012-11-14 | 700-1500-05 | Kabel RS232 / TTY, 5m | Cable RS232 / TTY, 5m | Product deleted | 2013-01-01
2012-11-14 | 700-1500-10 | Kabel RS232 / TTY, 10m | Cable RS232 / TTY, 10m | Product deleted | 2013-01-01
2012-11-14 | 700-1500-15 | Kabel RS232 / TTY, 15m | Cable RS232 / TTY, 15m | Product deleted | 2013-01-01
2012-11-14 | 700-4410-01 | INAT-X-CPU-2, Software for CPU 945 (S5-115U) | INAT-X-CPU-2, Software for CPU 945 (S5-115U) | Product deleted | 2013-01-01
2012-11-14 | 700-4420-01 | INAT-X-CPU-2, Software for CPU 948 (S5-135/155U) | INAT-X-CPU-2, Software for CPU 948 (S5-135/155U) | Product deleted | 2013-01-01
2012-11-14 | 700-4430-01 | INAT-X-CPU-2, Software for CPU 948 (S5-150U/S/K) | INAT-X-CPU-2, Software for CPU 948 (S5-150U/S/K) | Product deleted | 2013-01-01
2012-11-14 | 700-4430-02 | INAT-X-CPU-2, Software for CPU 416/948 (S5-150U/S/K) | INAT-X-CPU-2, Software for CPU 416/948 (S5-150U/S/K) | Product deleted | 2013-01-01
2012-11-14 | 700-4440-01 | INAT-X-CPU-2, Software for CPU 416/948 (S5-135/155U) | INAT-X-CPU-2,Software for CPU 416/948 (S5-135/155U) | Product deleted | 2013-01-01
2012-11-14 | 700-4450-01 | INAT-X-CPU-2, Software for CPU 416/945 (S5-115U) | INAT-X-CPU-2, Software for CPU 416/945 (S5-115U) | Product deleted | 2013-01-01
2012-11-14 | 700-4500-01 | INAT-X-CPU-2, PROFIBUS-Erweiterung | INAT-X-CPU-2, PROFIBUS Extension | Product deleted | 2013-01-01
2012-11-14 | 700-4500-02 | INAT-X-CPU-2, PROFINET-Erweiterung | INAT-X-CPU-2, PROFINET Extension | Product deleted | 2013-01-01
2012-11-15 | 200-6000-01 | echochange 100 , 10 Verbindungen | echochange 100, 10 Connections | Product deleted | 2013-01-01
2012-11-15 | 200-6000-30 | echochange 100 , 30 Verbindungen | echochange 100, 30 Connections | Product deleted | 2013-01-01
2012-11-15 | 200-6000-Upg | echochange 100, Upgrade von 10 auf 30 Verbindungen | echochange 100, Upgrade from 10 to 30 Connections | Product deleted | 2013-01-01
2012-11-15 | 200-6100-01 | echochange 100, Option zur zusätzlichen Unterstützung der Applikations-Protokolle EtherNet/IP und AB Ethernet für Allen-Bradley-Steuerungen | echochange 100, Option for Additional Support of Application Protocols EtherNet/IP and AB Ethernet for Allen-Bradley Controllers | Product deleted | 2013-01-01
2012-11-15 | 200-6500-01 | echolink 100 basic | echolink 100 basic | Product deleted | 2013-01-01
2012-11-15 | 200-6560-01 | echolink 100 basic, IPC-Option | echolink 100 basic, IPC Option | Product deleted | 2013-01-01
2012-11-15 | 200-7000-01 | echocollect e | echocollect e | Product deleted | 2013-01-01
2012-11-15 | 200-7100-01 | echocollect se | echocollect se | Product deleted | 2013-01-01
2012-11-15 | 200-7110-11 | echolink, 1 x TTY (20mA) | echolink, 1 x TTY (20mA) | Product deleted | 2013-01-01
2012-11-15 | 200-7120-11 | echolink, 1 x MPI | echolink, 1 x MPI | Product deleted | 2013-01-01
2012-11-15 | 200-7130-11 | echolink, 1 x RS232 | echolink, 1 x RS232 | Product deleted | 2013-01-01
2012-11-15 | 200-7140-11 | echolink, 1 x RS485, potenzialgebunden | echolink, 1 x RS485, non-floating | Product deleted | 2013-01-01
2012-11-15 | 200-7900-01 | echocollect, Visualisierungs- und Programmzugriff | echocollect, Vizualization and Program Access | Product deleted | 2013-01-01
2012-11-15 | 200-7910-06 | echocollect, Datenbankzugriff | echocollect, Database Access | Product deleted | 2013-01-01
2012-11-15 | 200-7920-01 | echocollect, Siemens S5-Backup | echocollect, Siemens S5 Backup | Product deleted | 2013-01-01
2012-11-15 | 200-7920-02 | echocollect, E-Mail-Upgrade | echocollect, Email Upgrade | Product deleted | 2013-01-01
2012-11-15 | 200-7930-01 | echocollect, Upgrade Tabellengröße auf maximal 100 Datenpunkte | echocollect, Upgrade Table Size to Maximum 100 Items | Product deleted | 2013-01-01
2012-11-15 | 200-7930-02 | echocollect, Upgrade Tabellengröße auf maximal 200 Datenpunkte | echocollect, Upgrade Table Size to Maximum 200 Items | Product deleted | 2013-01-01
2012-11-15 | 200-7930-03 | echocollect, Upgrade Speichergröße | echocollect, Upgrade Flash, Logger | Product deleted | 2013-01-01
2012-11-15 | 200-7950-01 | echocollect, Protokolllizenz | echocollect, Protocol License | Product deleted | 2013-01-01
2012-11-15 | GPA-YY-14-1101 | echolink | echolink | Product added | 2013-01-01
2012-11-15 | GPA-YY-14-2101 | echochange , 10 Verbindungen | echochange, 10 Connections | Product added | 2013-01-01
2012-11-15 | LRA-YY-14-2001 | echochange, Upgrade von 10 auf 30 Verbindungen | echochange, Upgrade from 10 to 30 Connections | Product added | 2013-01-01
2012-11-15 | GXA-YY-14-3101 | echocollect e | echocollect e | Product added | 2013-01-01
2012-11-15 | GXA-YY-14-3201 | echocollect r | echocollect r | Product added | 2013-01-01
2012-11-15 | GXA-YY-14-3301 | echocollect p | echocollect p | Product added | 2013-01-01
2012-11-15 | GXA-YY-14-3401 | echocollect m | echocollect m | Product added | 2013-01-01
2012-11-15 | LRA-YY-14-3001 | Upgrade echocollect: Zusätzliche Datenbank-Protokolle | Upgrade echocollect: Additional database protocols | Product added | 2013-01-01
2012-11-15 | LRA-YY-14-3002 | Upgrade echocollect: Protokollierung | Upgrade echocollect: Logging | Product added | 2013-01-01
2012-11-15 | LRA-YY-14-3003 | Upgrade echocollect Visualisierungs- und Programmzugriff für Simatic S5 und S7 | Upgrade echocollect Connection to Visualization and PLC Programming for Simatic S5 and S7 | Product added | 2013-01-01
2012-11-15 | Various |  |  | Field Technology updated for Diagnostics Ethernet, Diagnostics PROFIBUS, echo, OPC Easy Connect, Interfaces PROFIBUS, Interfaces CAN/CANopen, Interfaces DeviceNet | 2013-01-01
2012-11-15 | Various |  |  | Export Price set to DE/AT/CH Price | 2013-01-01
2012-11-15 | 100-3120-20 | OPC-Server TCPIP-S, Hardware-Schlüssel | OPC Server TCPIP-S , Hardware Key | Description updated | 2013-01-01
2012-11-15 | GLA-YK-020110 | FG-110 FF | FG-110 FF | Description updated | 2013-01-01
2012-11-15 | GLA-YK-020121 | FIM-110 FF | FIM-110 FF | Description updated | 2013-01-01
2012-11-15 | GLA-YK-020121 | FIM-110 FF, Emerson | FIM-110 FF, Emerson | Description updated | 2013-01-01
2012-11-16 | DCM-DD-1000 | OPC Easy Connect Suite, V2.02 | OPC Easy Connect Suite, V2.02 | Version number updated to V2.02 | 2013-01-01
2012-11-16 | DCM-DD-3005 | OPC Easy Connect Suite, V2.02, Erweiterungslizenz für 5.000 OPC-Datenpunkte | OPC Easy Connect Suite, V2.02 , Extension Licence to 5,000 OPC Items | Version number updated to V2.02 | 2013-01-01
2012-11-16 | DCM-DD-2050 | OPC Easy Connect Suite, V2.02, Erweiterungslizenz für 50 OPC-Servers | OPC Easy Connect Suite, V2.02 , Extension Licence for 50 OPC Servers | Version number updated to V2.02 | 2013-01-01
2012-11-16 | DCM-DD-1100 | OPC Easy Connect Suite, V2.02, Basislizenz für Upgrade | OPC Easy Conenct Suite, V2.02,Basic License for Upgrade | Version number updated to V2.02 | 2013-01-01
2012-11-16 | DCM-DD-2150 | OPC Easy Connect Suite, V2.02, Erweiterungslizenz für Upgrade auf 50 OPC-Servers | OPC Easy Conenct Suite, V2.02 , Externsion License for Upgrade to 50 OPC Servers | Version number updated to V2.02 | 2013-01-01
2012-11-16 | DCM-DD-3105 | OPC Easy Connect Suite, V2.02, Erweiterungslizenz für Upgrade auf 5.000 OPC-Datenpunkte | OPC Easy Conenct Suite V2.02, Externsion License for Upgrade to 5,000 OPC Items | Version number updated to V2.02 | 2013-01-01
2012-11-16 | OPC-S7 | OPC-Server für Siemens S7/S5-Steuerungen | OPC Server for Siemens S7/S5 Controllers | Product deleted | 2013-01-01
2012-11-16 | OPC-S7-NETLP-ETH | Paket: OPC-Server für Siemens S7/S5-Steuerungen mit NETLink PRO, Ethernet | Bundle: OPC Server for Siemens S7/S5 Controllers Plus NETLink PRO, Ethernet | Product deleted | 2013-01-01
2012-11-16 | OPC-S7-NETLP-USB | Paket: OPC-Server für Siemens S7/S5-Steuerungen mit NETLink PRO, USB | Bundle: OPC Server for Siemens S7/S5 Controllers Plus NETLink PRO, USB | Product deleted | 2013-01-01
2012-11-16 | OPC-S7-PRO1-PCI | Paket: OPC-Server für Siemens S7/S5-Steuerungen mit PBpro | Bundle: OPC Server for Siemens S7/S5 Controllers Plus PBpro | Product deleted | 2013-01-01
2012-11-16 | NETLINK-PRO-USB | NETLink PRO, USB-Schnittstelle | NETLink PRO, USB Interface | Product deleted | 2013-01-01
2012-11-16 | 500-BC-MOST-PB | Externer Batterie- und Adapter-Satz | External Battery and Adapter Set | Product deleted | 2013-01-01
2012-11-16 | BC-131-PB | BC-131-PB | BC-131-PB | Description updated (PROFIBUS Monitor) | 2013-01-01
2012-11-16 | BC-230-PB | BC-230-PB | BC-230-PB | Description updated | 2013-01-01
2012-11-16 | BC-502-PB | PROFIBUS Monitor BC-502-PB | PROFIBUS Monitor BC-502-PB | Product name changed | 2013-01-01
2012-11-16 | BC-502-PB/CL | PROFIBUS Monitor BC-502-PB, Software-Zusatzoption „Comfort Line" | PROFIBUS Monitor BC-502-PB, Software Option "Comfort Line“ | Product name changed | 2013-01-01
2012-11-16 | BC-502-PB/CLP | PROFIBUS Monitor BC-502-PB, Software-Zusatzoption „Comfort Line Plus" | PROFIBUS Monitor BC-502-PB, Software Option "Comfort Line Plus“ | Product name changed | 2013-01-01
2012-11-16 | BC-502-PB/SNMP | PROFIBUS Monitor BC-502-PB, Software-Zusatzoption Premium Line" | PROFIBUS Monitor BC-502-PB, Software Option "Premium Line“ | Product name changed | 2013-01-01
2012-11-16 | BC-502-PB-PMxx | PROFIBUS Monitor BC-502-PB, zentrales Diagnosemanagement und Datenanalyse | PROFIBUS Monitor BC-502-PB, Central Diagnostics Management | Product name changed | 2013-01-01
2012-11-16 | BC-502-PB-Start | PROFIBUS Monitor BC-502-PB, Starterpaket | PROFIBUS Monitor BC502-PB, Starter Package | Product name changed | 2013-01-01
2012-11-16 | BC-502-PB-INDUSOL/CL | PROFIBUS Monitor BC-502-PB mit Software-Zusatzoption „Comfort Line" | PROFIBUS Monitor BC-502-PB Including Software Option "Comfort Line“ | Product name changed | 2013-01-01
2012-11-16 | PB-DIAG-SUITE | PB-DIAG-SUITE | PB-DIAG-SUITE | Description updated | 2013-01-01
2012-11-16 | PB-T3 | PROFIBUS-Tester 3 | PROFIBUS Tester 3 | Product deleted | 2013-01-01
2012-11-16 | PB-T3/AKKU | PROFIBUS-Tester 3, externes Akku- und Adapterset | PROFIBUS Tester 3, External Accu and Adapter Set | Product deleted | 2013-01-01
2012-11-16 | PB-T3/BTR | PROFIBUS-Tester 3, Bustrenner | PROFIBUS Tester 3, Bus Separator | Product deleted | 2013-01-01
2012-11-16 | PB-T3/USA | PROFIBUS Tester 3, USA | PROFIBUS Tester 3, USA | Product deleted | 2013-01-01
2012-11-16 | FG-100-PB-IN2 | Indu-sol PB-INspektor | Indu-sol PB-INspektor | Price adjusted according to Produktionsvertrag | 2013-01-01
2012-11-16 | Various |  |  | Order numbers updated to new scheme for Field Technologies HART, WirelessHART | 2013-01-01
2012-11-16 | EIA-KS-020202 | FBK-2/HW#STD_EX | FBK-2/HW#STD_EX | Description updated | 2013-01-01
2012-11-16 | EAA-KS-021200 | FBK-2/HW#63_STD | FBK-2/HW#63_STD | Description updated | 2013-01-01
2012-11-16 | EBA-KS-021203 | FBK-2/HW#63_STD_EC | FBK-2/HW#63_STD_EC | Description updated | 2013-01-01
2012-11-16 | ECA-KS-021201 | FBK-2/HW#63_STD_CT | FBK-2/HW#63_STD_CT | Description updated | 2013-01-01
2012-11-16 | EIA-KS-021202 | FBK-2/HW#63_STD_EX | FBK-2/HW#63_STD_EX | Description updated | 2013-01-01
2012-11-16 | IFA-KK-020503 | UFC100-L1 | UFC100-L1 | Price adjusted (USD Price only) | 2013-01-01
2012-11-16 | VEA-SK-020230 | FFeasy, HART-Schnittstelle | FFeasy, HART Interface | Description updated | 2013-01-01
2012-11-16 | VEA-SK-020231 | FFeasy, Modbus RTU-Schnittstelle | FFeasy, Modbus RTU Interface | Description updated | 2013-01-01
2012-11-16 | VEA-ML-020233 | PAeasy, HART-Schnittstelle | PAeasy, HART Interface | Description updated | 2013-01-01
2012-11-16 | VEA-ML-020234 | PAeasy, Modbus RTU-Schnittstelle | PAeasy, Modbus RTU Interface | Description updated | 2013-01-01
2012-11-16 | FTO-MM-0111 | WH-SK | WH-SK | Description updated | 2013-01-01
2012-11-16 | WQL-DD-031202 | OPC UA .NET Server Development Toolkit für Windows, Einzelplatz Entwicklungslizenz, Sourcecode Version | OPC UA .NET Server Development Toolkit for Windows, single seat developer license, Source code version | Price changed | 2013-01-01
2012-11-16 | WRL-DD-031102 | OPC UA .NET Server Development Toolkit für Windows, Einzelplatz Entwicklungslizenz, Binär Version | OPC UA .NET Server Development Toolkit for Windows, single seat developer license, Binary version | Price changed | 2013-01-01
2012-11-16 | WQL-DD-031201 | OPC UA .NET Client Development Toolkit für Windows, Einzelplatz Entwicklungslizenz, Sourcecode Version | OPC UA .NET Client Development Toolkit for Windows, single seat developer license, Source code version | Price changed | 2013-01-01
2012-11-16 | WRL-DD-031101 | OPC UA .NET Client Development Toolkit für Windows, Einzelplatz Entwicklungslizenz, Binär Version | OPC UA .NET Client Development Toolkit for Windows, single seat developer license, Binary version | Price changed | 2013-01-01
2012-11-16 | OPC-SDK-UA-WIN | OPC UA-Toolkit, Version V5.xx, für die Entwicklung von OPC Unified Architecture (UA)-Servers für Windows-Betriebssysteme, Binärformat | OPC UA Toolkit, Version V5.xx, for Developing OPC Unified Architecture (UA) Servers for Windows Operating Systems, Binary Format | Description updated, price changed | 2013-01-01
2012-11-16 | OPC-CDK-UA-WIN | OPC UA-Toolkit, Version V5.xx, für die Entwicklung von OPC Unified Architecture (UA)-Clients für Windows-Betriebssysteme, Binärformat | OPC UA Toolkit, Version V5.xx, for Developing OPC Unified Architecture (UA) Clients for Windows Operating Systems, Binary Format | Description updated, price changed | 2013-01-01
2012-11-16 | OPC-SDK-UA-LIN | OPC UA-Toolkit, Version V5.xx, für die Entwicklung von OPC Unified Architecture (UA)-Servers für Linux-Betriebssysteme, Binärformat | OPC UA Toolkit, Version V5.xx, for Developing OPC Unified Architecture (UA) Servers for Linux Operating Systems, Binary Format | Description updated, price changed | 2013-01-01
2012-11-16 | OPC-CDK-UA-LIN | OPC UA-Toolkit, Version V5.xx, für die Entwicklung von OPC Unified Architecture (UA)-Clients für Linux-Betriebssysteme, Binärformat | OPC UA Toolkit, Version V5.xx, for Developing OPC Unified Architecture (UA) Clients for Linux Operating Systems, Binary Format | Description updated, price changed | 2013-01-01
2012-11-16 | OPC-SDK-UA-VXW | OPC UA-Toolkit, Version V5.xx, für die Entwicklung von OPC Unified Architecture (UA)-Servers für das VxWorks-Betriebssystem V6.4, V6.7, V6.8, V6.9, Binärformat | OPC UA Toolkit, Version V5.xx, for Developing OPC Unified Architecture (UA) Servers for the VxWorks Operating System V6.4, V6.7, V6.8, V6.9, Binary Format | Description updated, price changed | 2013-01-01
2012-11-16 | OPC-CDK-UA-VXW | OPC UA-Toolkit, Version V5.xx, für die Entwicklung von OPC Unified Architecture (UA)-Clients für das VxWorks-Betriebssystem VxWorks V6.4, V6.7, V6.8, V6.9 Binärformat | OPC UA Toolkit, Version V5.xx, for Developing OPC Unified Architecture (UA) Clients for the VxWorks Operating System V6.4, V6.7, V6.8, V6.9, Binary Format | Description updated, price changed | 2013-01-01
2012-11-16 | OPC-UA-TB-RT | OPC UA-Laufzeitlizenz | OPC UA Runtime License | Description updated | 2013-01-01
2012-11-16 | OPC-MAINTAIN-TB-UA | OPC UA-Toolkits, Pflege- und Unterstützungsvertrag | OPC UA Toolkits, Service and Support Contract | Description updated, price changed | 2013-01-01
2012-11-19 | BC-200-CAN-BASIC | CAN-Bus Tester 2 | CAN-Bus Tester 2 | Export class changed due to price increase of supplier | 2013-01-01
2012-11-19 | BC-200-CAN-OPT/19 | CAN-Bus Tester 2, J1939-Option | CAN-Bus Tester 2, J1939 Option | Export class changed due to price increase of supplier | 2013-01-01
2012-11-19 | BC-200-CAN-OPT/CO | CAN-Bus Tester 2, CANopen-Option | CAN-Bus Tester 2, CANopen Option | Export class changed due to price increase of supplier | 2013-01-01
2012-11-19 | BC-200-CAN-OPT/DN | CAN-Bus Tester 2, DeviceNet-Option | CAN-Bus Tester 2, DeviceNet Option | Export class, price changed due to price increase of supplier | 2013-01-01
2012-11-19 | PB-PRO2-PCI | PB-PRO2-PCI | PB-PRO2-PCI | Article name changed | 2013-01-01
2012-11-19 | PB-PRO1-PCI104 | PBpro PB-PRO1-PCI104 | PBpro PB-PRO1-PCI104 | Product added | 2013-01-01
2012-11-19 | PB-PC104-MS-XT_IDS | PROFI104 PB-PC104-MS-XT_IDS, IDS | PROFI104 PB-PC104-MS-XT_IDS, IDS | Article name, description updated | 2013-01-01
2012-11-19 | PB-PC104-XT_DEU | PROFI104 PB-PC104-XT_DEU, Deuta-Werke | PROFI104 PB-PC104-XT_DEU, Deuta-Werke | Article name, description updated | 2013-01-01
2012-11-19 | FG-100-PB-EH | FG-100 PROFIBUS, E+H Solutions | FG-100 PROFIBUS, E+H Solutions | Product deleted | 2013-01-01
2012-11-19 | FG-100-PB-LA | FG-100 PROFIBUS, Lappkabel | FG-100 PROFIBUS, Lappkabel | Product deleted | 2013-01-01
2012-11-19 | FG-PB-2-EH | FG-300 PROFIBUS, zweikanalig, E+H Solutions | FG-300 PROFIBUS, Dual Channel, E+H Solutions | Product deleted | 2013-01-01
2012-11-19 | FG-PB-3-EH | FG-300 PROFIBUS, dreikanalig, E+H Solutions | FG-300 PROFIBUS, Triple Channel, E+H Solutions | Product deleted | 2013-01-01
2012-11-19 | FG-PB-3-LA | FG-300 PROFIBUS, dreikanalig, Lappkabel | FG-300 PROFIBUS, Triple Channel, Lappkabel | Product deleted | 2013-01-01
2012-11-20 | CCM-NO-3000 | Industrial Ethernet-Systeme, Entwicklungspaket für Entwicklung | Industrial Ethernet Systems, Development Package for Implementation | Price changed | 2013-01-01
2012-11-20 | CCM-AY-3130 | PROFINET Controller-Stack, Einzellizenz für Windows-Betriebssystem | PROFINET Controller Stack, Per Unit License for Windows Operating System | Options for orders of 10, 50 licenses added, description updated | 2013-01-01
2012-11-20 | CCM-AY-3270 | PROFINET Controller-Stack, Einzellizenz für Linux-Betriebssystem | PROFINET Controller Stack, Per Unit License for Linux Operating System | Options for orders of 10, 50 licenses added, description updated | 2013-01-01
2012-11-20 | CCM-EY-3130 | Modbus TCP Client-Stack, Einzellizenz für Windows-Betriebssystem | Modbus TCP Client Stack, Per Unit License for Windows Operating System | Options for orders of 10, 50 licenses added, description updated | 2013-01-01
2012-11-20 | CCM-EY-3270 | Modbus TCP Client-Stack, Einzellizenz für Linux-Betriebssystem | Modbus TCP Client Stack, Per Unit License for Linux Operating System | Options for orders of 10, 50 licenses added, description updated | 2013-01-01
2012-11-20 | FCM-NO-3000 | Industrial Ethernet-Feldgeräte, Entwicklungspaket für Entwicklung | Industrial Ethernet Field Devices, Development Package for Implementation | Price changed | 2013-01-01
2012-11-20 | FCM-AY-3130 | PROFINET Device-Stack, Einzellizenz für Windows-Betriebssystem | PROFINET DeviceStack, Per Unit License for Windows Operating System | Option for orders of 50 licenses added, description updated | 2013-01-01
2012-11-20 | FCM-NO-3310 | Industrial Ethernet-Feldgeräte-Stack, Einzellizenz für Altera Cyclone FPGA-Famile | Industrial Ethernet Field Device Stack, Per Unit License for Altera Cyclone FPGA Family | Option for orders of 50 licenses added, description updated | 2013-01-01
2012-11-20 | 100-2290-02 | Schulung "Industrial Ethernet II - Troubleshooting" | Training "Industrial Ethernet II - Troubleshooting" | Description updated | 2013-01-01
2012-11-20 | 100-2290-03 | Vor-Ort-Schulung "Industrial Ethernet II - Troubleshooting in Anlagennetzen" | Inhouse Training "Industrial Ethernet II - Troubleshooting in Plant Networks" | Description updated | 2013-01-01
2012-11-20 | 110-1000-01 | Schulung "Industrial Ethernet I - Grundlagen" | Training "Industrial Ethernet I - Basics" | Description updated | 2013-01-01
2012-11-20 | 110-1000-02 | Vor-Ort-Schulung "Industrial Ethernet I - Grundlagen" | Inhouse Training "Industrial Ethernet I - Basics" | Description updated | 2013-01-01
2012-11-20 | 110-1700-01 | Schulung "Sichere Fernwartung von Anlagen" | Training "Safe Remote Maintenance of Plants" | Article name changed, description updated | 2013-01-01
2012-11-20 | 110-1700-02 | Vor-Ort-Schulung "Sichere Fernwartung von Anlagen" | Inhouse Training "Safe Remote Maintenance of Plants" | Article name changed, description updated | 2013-01-01
2012-11-20 | TRA-PB-TS | Schulung "PROFIBUS - Troubleshooting", einschließlich CPI | Training "PROFIBUS - Troubleshooting" | Description updated | 2013-01-01
2012-11-20 | TRA-PB-INH | Vor-Ort-Schulung "PROFIBUS" | Inhouse Training "PROFIBUS" | Description updated | 2013-01-01
2012-11-20 | TRA-PN-TS | Schulung "PROFINET - Troubleshooting" | Training "PROFINET - Troubleshooting" | Product deleted | 2013-01-01
2012-11-20 | TRA-FF-GL | Einführungsschulung "Foundation Fieldbus" | Introductory Training "Foundation Fieldbus" | Price updated | 2013-01-01
2012-11-20 | 120-1010-01 | Dienstleistung / Serviceeinsatz pro Stunde | Service / Service Assignment Per Hour | Description updated | 2013-01-01
2012-11-20 | TRA-OPC-HERS | OPC Classic Entwickler-Training | OPC Classic Developer Training | Product added | 2013-01-01
2012-11-20 | 120-3000-01 | Datenmanagement mit echocollect | Data Management Using echocollect | Product added | 2013-01-01
2012-11-20 | 120-3000-02 | Vor-Ort-Schulung "Datenmanagement mit echocollect" | Inhouse Training "Data Management Using echocollect" | Product added | 2013-01-01
2012-11-20 | 120-1010-06 | Messprotokoll | Measuring Protocol | Product added | 2013-01-01
2012-11-23 | X-Analyser | X-Analyser, Vollversion | X-Analyser, Full Version | Description updated | 2013-01-01
2012-11-23 | X-Analyser-ECO | X-Analyser, Economy Version | X-Analyser, Economy Version | Description updated | 2013-01-01
2012-11-27 | GPL-YY-14-1101 | echolink | echolink | Part number updated | 2013-01-01
2012-11-27 | GPL-YY-14-2101 | echochange , 10 Verbindungen | echochange, 10 Connections | Part number updated | 2013-01-01
2012-11-27 | LRL-YY-14-2001 | echochange, Upgrade von 10 auf 30 Verbindungen | echochange, Upgrade from 10 to 30 Connections | Part number updated | 2013-01-01
2012-11-27 | GAL-YY-14-3101 | echocollect e | echocollect e | Part number updated | 2013-01-01
2012-11-27 | GAL-YY-14-3201 | echocollect r | echocollect r | Part number updated | 2013-01-01
2012-11-27 | GAL-YY-14-3301 | echocollect p | echocollect p | Part number updated | 2013-01-01
2012-11-27 | GAL-YY-14-3401 | echocollect m | echocollect m | Part number updated | 2013-01-01
2012-11-27 | LRL-YY-14-3001 | Upgrade echocollect: Zusätzliche Datenbank-Protokolle | Upgrade echocollect: Additional database protocols | Part number updated | 2013-01-01
2012-11-27 | LRL-YY-14-3002 | Upgrade echocollect: Protokollierung | Upgrade echocollect: Logging | Part number updated | 2013-01-01
2012-11-27 | LRL-YY-14-3003 | Upgrade echocollect Visualisierungs- und Programmzugriff für Simatic S5 und S7 | Upgrade echocollect Connection to Visualization and PLC Programming for Simatic S5 and S7 | Part number updated | 2013-01-01
2012-11-30 | 100-4500-01 | ISO (H1)-Treiber und -Schnittstelle für Windows, Software-Schlüssel | ISO (H1) Driver and Interface for Windows, Software Key | Price added | 2013-01-01
2012-11-30 | 100-4540-01 | ISO (H1)-Treiber und -Schnittstelle für Linux, Software-Schlüssel | ISO (H1) Driver and Interface for Linux, Software Key | Price added | 2013-01-01
Changes Related to Pricelist from Jan 1, 2013
2012-12-06 |  |  |  | EU Discounts adapted | 2013-04-01
2012-12-06 | FDI-AY-5000 | PIT PROFINET Inspektor Basic Line, Indu-sol | PIT PROFINET Inspektor Basic Line, Indu-sol | Assigned to OEM Sales | 2013-04-01
2012-12-11 | DCM-DD-1000 | OPC Easy Connect Suite, V2.1 | OPC Easy Connect Suite, V2.1 | Description updated | 2013-04-01
2012-12-11 | DCM-DD-3005 | OPC Easy Connect Suite, V2.1, Erweiterungslizenz für 5.000 OPC-Datenpunkte | OPC Easy Connect Suite, V2.1 , Extension Licence to 5,000 OPC Items | Description updated | 2013-04-01
2012-12-11 | DCM-DD-2050 | OPC Easy Connect Suite, V2.1, Erweiterungslizenz für 50 OPC-Servers | OPC Easy Connect Suite, V2.1 , Extension Licence for 50 OPC Servers | Description updated | 2013-04-01
2012-12-11 | DCM-DD-1100 | OPC Easy Connect Suite, V2.1, Basislizenz für Upgrade | OPC Easy Conenct Suite, V2.1,Basic License for Upgrade | Description updated | 2013-04-01
2012-12-11 | DCM-DD-2150 | OPC Easy Connect Suite, V2.1, Erweiterungslizenz für Upgrade auf 50 OPC-Servers | OPC Easy Conenct Suite, V2.1 , Externsion License for Upgrade to 50 OPC Servers | Description updated | 2013-04-01
2012-12-11 | DCM-DD-3105 | OPC Easy Connect Suite, V2.1, Erweiterungslizenz für Upgrade auf 5.000 OPC-Datenpunkte | OPC Easy Conenct Suite V2.1, Externsion License for Upgrade to 5,000 OPC Items | Description updated | 2013-04-01
2012-12-11 | PB-USB | PROFIusb | PROFIusb | English description updated | 2013-04-01
2012-12-18 | GLA-YK-020110 | FG-110 FF | FG-110 FF | Product entered again | 2013-04-01
2012-12-18 | AHA-YK-020111 | FG-110 FF, Option IP65-Gehäuse mit Montage-Dienstleistung | FG-110 FF, Option IP65 Housing Plus Assembling Services | Product entered again | 2013-04-01
2012-12-18 | APA-YK-020111 | FG-110 FF, Option Stromversorgung | FG-110 FF, Option Power Conditioner | Product entered again | 2013-04-01
2012-12-18 | GPA-YK-020111 | FG-110 FF, Option RS232/RS485-Umsetzer | FG-110 FF, Option RS232/RS485 Converter | Product entered again | 2013-04-01
2013-01-30 | 120-1050-01 | Erstinbetriebnahme echocollect | Initial echocollect Commissioning | Product deleted in Application "Academy", remains available in Application "Data Integration" | 2013-04-01
2013-01-31 | 100-2265-04 | NetSpector, Hardware-Schlüssel | NetSpector, Hardware Key | Product added | 2013-04-01
2013-01-31 | DDA-AA-015000 | BC-502-PN Basic Line | BC-502-PN Basic Line | Product added | 2013-04-01
2013-01-31 | DDB-AA-015000 | BC-502-PN Comfort Line | BC-502-PN Comfort Line | Product added | 2013-04-01
2013-01-31 | DDC-AA-015000 | BC-502-PN Premium Line | BC-502-PN Premium Line | Product added | 2013-04-01
2013-01-31 | DDD-AA-015000 | BC-502-PN Comfort Line Plus | BC-502-PN Comfort Line Plus | Product added | 2013-04-01
2013-01-31 | LGB-AA-015000 | Upgrade auf BC-502-PN Comfort Line | Upgrade to BC-502-PN Comfort Line | Product added | 2013-04-01
2013-01-31 | LHC-AA-015000 | Upgrade auf BC-502-PN Premium Line | Upgrade to BC-502-PN Premium Line | Product added | 2013-04-01
2013-01-31 | LID-AA-015000 | Upgrade auf BC-502-PN Comfort Line Plus | Upgrade to BC-502-PN Comfort Line Plus | Product added | 2013-04-01
2013-01-31 | VFM-AA-097701 | PN IO CIT | PN IO CIT | Product added | 2013-04-01
2013-01-31 | VCM-YY-097701 | ComConf | ComConf | Product added | 2013-04-01
2013-01-31 | FCM-NO-3000 | Industrial Ethernet-Feldgeräte, Entwicklungspaket für Entwicklung | Industrial Ethernet Field Devices, Development Package for Implementation | Description updated | 2013-04-01
2013-01-31 | FCM-NO-4000 | RTEM, Evaluation Kit | RTEM, Evaluation Kit | Description updated | 2013-04-01
2013-02-01 | OPC-SDK-UA-WIN | OPC UA C++ Server Development Toolkit, für die Entwicklung von OPC Unified Architecture (UA)-Servers für Windows-Betriebssysteme, Binärformat | OPC UA C++ Server Development Toolkit, for Developing OPC Unified Architecture (UA) Servers for Windows Operating Systems, Binary Format | Article name changed, description updated | 2013-04-01
2013-02-01 | OPC-CDK-UA-WIN | OPC UA C++ Client Development Toolkit, für die Entwicklung von OPC Unified Architecture (UA)-Clients für Windows-Betriebssysteme, Binärformat | OPC UA C++ Client Development Toolkit, for Developing OPC Unified Architecture (UA) Clients for Windows Operating Systems, Binary Format | Article name changed, description updated | 2013-04-01
2013-02-01 | OPC-SDK-UA-LIN | OPC UA C++ Server Development Toolkit, Version V5.xx, für die Entwicklung von OPC Unified Architecture (UA)-Servers für Linux-Betriebssysteme, Binärformat | OPC UA C++ Server Development Toolkit, for Developing OPC Unified Architecture (UA) Servers for Linux Operating Systems, Binary Format | Article name changed, description updated | 2013-04-01
2013-02-01 | OPC-CDK-UA-LIN | OPC UA C++ Client Development Toolkit, für die Entwicklung von OPC Unified Architecture (UA)-Clients für Linux-Betriebssysteme, Binärformat | OPC UA C++ Client Development Toolkit, for Developing OPC Unified Architecture (UA) Clients for Linux Operating Systems, Binary Format | Article name changed, description updated | 2013-04-01
2013-02-01 | OPC-SDK-UA-VXW | OPC UA C++ Server Development Toolkit, für die Entwicklung von OPC Unified Architecture (UA)-Servers für das VxWorks-Betriebssystem, Binärformat | OPC UA C++ Server Development Toolkit, for Developing OPC Unified Architecture (UA) Servers for the VxWorks Operating System, Binary Format | Article name changed, description updated | 2013-04-01
2013-02-01 | OPC-CDK-UA-VXW | OPC UA C++ Client Development Toolkit, für die Entwicklung von OPC Unified Architecture (UA)-Clients für das VxWorks-Betriebssystem VxWorks, Binärformat | OPC UA C++ Client Development Toolkit, for Developing OPC Unified Architecture (UA) Clients for the VxWorks Operating System, Binary Format | Article name changed, description updated | 2013-04-01
2013-02-01 | OPC-UA-TB-RT | OPC UA Laufzeitlizenz | OPC UA Runtime License | Article name changed, description updated | 2013-04-01
2013-02-01 | OPC-MAINTAIN-TB-UA | OPC UA Development Toolkits, Pflege- und Unterstützungsvertrag | OPC UA Development Toolkits, Service and Support Contract | Article name changed, description updated | 2013-04-01
2013-02-01 | TRA-OPC-UA-DEV | Entwicklerschulung OPC UA .NET Toolkit | OPC UA.Net Toolkit Developer Training | Article name changed, description updated | 2013-04-01
2013-02-04 | EAA-KS-020200 | FBK-2/HW#STD | FBK-2/HW#STD | Product deleted for minimum order quantity of 100 units | 2013-04-01
2013-02-04 | EBA-KS-020203 | FBK-2/HW#STD_EC | FBK-2/HW#STD_EC | Price adjusted, deletion of minimum order quantity of 100 units | 2013-04-01
2013-02-04 | ECA-KS-020201 | FBK-2/HW#STD_CT | FBK-2/HW#STD_CT | Price adjusted, deletion of minimum order quantity of 100 units | 2013-04-01
2013-02-04 | EIA-KS-020202 | FBK-2/HW#STD_EX | FBK-2/HW#STD_EX | Price adjusted, deletion of minimum order quantity of 100 units | 2013-04-01
2013-02-04 | EAA-KS-021200 | FBK-2/HW#63_STD | FBK-2/HW#63_STD | Price adjusted, deletion of minimum order quantity of 100 units | 2013-04-01
2013-02-04 | EBA-KS-021203 | FBK-2/HW#63_STD_EC | FBK-2/HW#63_STD_EC | Price adjusted, deletion of minimum order quantity of 100 units | 2013-04-01
2013-02-04 | ECA-KS-021201 | FBK-2/HW#63_STD_CT | FBK-2/HW#63_STD_CT | Price adjusted, deletion of minimum order quantity of 100 units | 2013-04-01
2013-02-04 | EIA-KS-021202 | FBK-2/HW#63_STD_EX | FBK-2/HW#63_STD_EX | Price adjusted, deletion of minimum order quantity of 100 units | 2013-04-01
2013-02-04 | UBA-KK-020501 | Foundation Fieldbus H1 Host-Stack | Foundation Fieldbus H1 Host Stack | Change to Per Unit License per Used H1 Channel | 2013-04-01
2013-02-04 | UBA-FF-020505 | Foundation Fieldbus High Speed Ethernet (HSE) Server-Stack | Foundation Fieldbus High Speed Ethernet (HSE) Server Stack | Change to Per Unit License | 2013-04-01
Changes Related to Pricelist from April 1, 2013
2013-04-16 | LRL-YY-14-3003 | Upgrade echocollect Programmzugriff für Simatic S5 und S7 | Upgrade echocollect Connection to PLC Programming for Simatic S5 and S7 | Text Adapted | 2013-07-01
2013-04-16 | 500-4000-03 | IBH Link ++ | IBH Link ++ | Product Deleted | 2013-07-01
2013-04-16 | GPL-CS-191000 | echolink S7-compact | echolink S7-compact | Product Added | 2013-07-01
2013-04-16 | 700-1700-01 | AG-Kabel CP / AG 0,6m (sogenannte Affenschaukel) | AG Cable CP / AG 0.6m | Text Adapted | 2013-07-01
2013-04-16 | 700-2400-02 | S5-TCP/IP-100 CF | S5-TCP/IP-100 CF | Text Adapted | 2013-07-01
2013-04-16 | DCM-DD-1000 | OPC Easy Connect Suite, V3 | OPC Easy Connect Suite, V3 | Text Adapted | 2013-07-01
2013-04-16 | DCM-DD-3005 | OPC Easy Connect Suite, V2.1, Erweiterungslizenz für 5.000 OPC-Datenpunkte | OPC Easy Connect Suite, V2.1 , Extension Licence to 5,000 OPC Items | Product Deleted | 2013-07-01
2013-04-16 | DCM-DD-2050 | OPC Easy Connect Suite, V3, Erweiterungslizenz für 50 OPC-Servers | OPC Easy Connect Suite, V3 , Extension Licence for 50 OPC Servers | Text Adapted | 2013-07-01
2013-04-16 | DCM-DD-1100 | OPC Easy Connect Suite, V3, Basislizenz für Upgrade | OPC Easy Conenct Suite, V3,Basic License for Upgrade | Text Adapted | 2013-07-01
2013-04-16 | DCM-DD-2150 | OPC Easy Connect Suite, V3, Erweiterungslizenz für Upgrade auf 50 OPC-Servers | OPC Easy Conenct Suite, V3 , Externsion License for Upgrade to 50 OPC Servers | Text Adapted | 2013-07-01
2013-04-16 | LRL-DY-131001 | Multiprotokoll-OPC-Server TCPIP-H1 V4.07 | Multi-Protocol OPC Server TCPIP-H1 V4.07 | Product Added | 2013-07-01
2013-04-16 | LRL-DY-131002 | Upgrade auf Multiprotokoll-OPC-Server TCPIP-H1 V4.07 | Upgrade to Multi-Protocol OPC Server TCPIP-H1 V4.07 | Product Added | 2013-07-01
2013-04-16 | LRL-DY-131201 | Multiprotokoll-OPC-Server TCPIP-S V4.07 | Multi-Protocol OPC Server TCPIP-S V4.07 | Product Added | 2013-07-01
2013-04-16 | LRL-DY-131202 | Upgrade auf Multiprotokoll-OPC-Server TCPIP-S V4.07 | Upgrade to Multi-Protocol OPC Server TCPIP-S V4.07 | Product Added | 2013-07-01
2013-04-16 | LRL-DY-131501 | OPC-Server TCPIP-I V4.07 | OPC Server TCPIP-I V4.07 | Product Added | 2013-07-01
2013-04-16 | LRL-DY-131502 | Upgrade auf OPC-Server TCPIP-I V4.07 | Upgrade to OPC Server TCPIP-I V4.07 | Product Added | 2013-07-01
2013-04-16 | LRL-DY-131401 | Modbus-OPC-Server V4.07 | Modbus OPC Server V4.07 | Product Added | 2013-07-01
2013-04-16 | LRL-DY-131402 | Upgrade auf Modbus-OPC-Server V4.07 | Upgrade to Modbus OPC V4.07 | Product Added | 2013-07-01
2013-04-16 | LRL-DY-131101 | Siemens-OPC-Server V4.07 | Siemens OPC Server V4.07 | Product Added | 2013-07-01
2013-04-16 | LRL-DY-131102 | Upgrade auf Siemens-OPC-Server V4.07 | Upgrade to Siemens OPC Server V4.07 | Product Added | 2013-07-01
2013-04-16 | LRL-DY-131301 | Rockwell-OPC-Server V4.07 | Rockwell OPC Server V4.07 | Product Added | 2013-07-01
2013-04-16 | LRL-DY-131302 | Upgrade auf Rockwell-OPC-Server V4.07 | Upgrade to Rockwell OPC Server V4.07 | Product Added | 2013-07-01
2013-04-16 | LRL-DY-131601 | Mitsubishi-OPC-Server V4.07 | Mitsubishi OPC Server V4.07 | Product Added | 2013-07-01
2013-04-16 | LRL-DY-131602 | Upgrade auf Mitsubishi-OPC-Server V4.07 | Upgrade to Mitsubishi OPC Server V4.07 | Product Added | 2013-07-01
2013-04-16 | LRL-DY-131801 | SNMP-OPC-Server V4.07 | SNMP OPC Server V4.07 | Product Added | 2013-07-01
2013-04-16 | LRL-DY-131701 | OPC Pipe-Client V4.07 | OPC Pipe Client V4.07 | Product Added | 2013-07-01
2013-04-16 | LRL-DY-131702 | Upgrade auf OPC Pipe-Client V4.07 | Upgrade to OPC Pipe Client V4.07 | Product Added | 2013-07-01
2013-04-18 | LRL-YY-14-3002 | Upgrade echocollect: Logger von Prozessdaten | Upgrade echocollect: Logging of Process Data | Text Adapted | 2013-07-01
2013-04-22 |  |  |  | Product Class Adapted to New Scheme | 2013-07-01
2013-04-30 | DDA-AA-005000 | BC-502-PN Basic Line | BC-502-PN Basic Line | Product Information Updated | 2013-07-01
2013-04-30 | DDL-AA-005001 | BC-502-PN Comfort Line | BC-502-PN Comfort Line | Product Information Updated | 2013-07-01
2013-04-30 | DDL-AA-005002 | BC-502-PN Premium Line | BC-502-PN Premium Line | Product Information Updated | 2013-07-01
2013-04-30 | DDL-AA-005003 | BC-502-PN Comfort Line Plus | BC-502-PN Comfort Line Plus | Product Information Updated | 2013-07-01
2013-04-30 | LRA-AA-005011 | Upgrade auf BC-502-PN Comfort Line | Upgrade to BC-502-PN Comfort Line | Product Information Updated | 2013-07-01
2013-04-30 | LRA-AA-005012 | Upgrade auf BC-502-PN Premium Line | Upgrade to BC-502-PN Premium Line | Product Information Updated | 2013-07-01
2013-04-30 | LRA-AA-005013 | Upgrade auf BC-502-PN Comfort Line Plus | Upgrade to BC-502-PN Comfort Line Plus | Product Information Updated | 2013-07-01
2013-04-30 | WRL-DD-031103 | OPC UA Client Gateway Development Toolkit, Einzelplatz-Entwicklungslizenz, Binärformat | OPC UA Client Gateway Development Toolkit, Single Seat Developer License, Binary Format | Product Added | 2013-07-01
2013-04-30 | WRL-DD-031104 | OPC UA Server Gateway Development Toolkit, Einzelplatz-Entwicklungslizenz, Binärformat | OPC UA Server Gateway Development Toolkit, Single Seat Developer License, Binary Format | Product Added | 2013-07-01
2013-04-30 | SIA-DD-030400 | Integrationsprojekt für OPC Toolkit | OPC Toolkit Integration Project | Product Added | 2013-07-01
2013-05-02 | VCL-NN-017210 | PROFIBUS DP-Konfigurator (V2.02) | PROFIBUS DP Configuration Tool (V2.02) | Product Added | 2013-07-01
2013-05-17 | CCM-GY-3000 | PROFIBUS DP Master-System mit PROFIBUS DP Master IP Core, Entwicklungspaket für Implementierung | PROFIBUS DP Master System Based on PROFIBUS DP Master IP Core, Development Package for Implementation | Price Adjusted from EUR 4000 to EUR 8000 | 2013-07-01
2013-05-17 | LIC-USB-1 | USB-Hardware für ein Software-Produkt, Lizenzmanager vor V4.0 | USB Hardware for One Software Product, License Manager earlier than V4.0 | Two Separate Entries for OEM and EC Combined in One Entry | 2013-07-01
2013-05-17 | LIC-USB-X | USB-Hardware für mehrere Software-Produkt, Lizenzmanager vor V4.0 | USB Hardware for Several Software Product, License Manager earlier than V4.0 | Two Separate Entries for OEM and EC Combined in One Entry | 2013-07-01
2013-05-17 | WH-SK | WirelessHART-Starter-Kit WH-SK Beinhaltet 1 Gateway, 3 Temperatur-Transmitter, 1 Entwicklungs-Hardware, Dokumentation, Zubehör (Batterien, Antennen, etc.) | WirelessHART Starter Kit WH-SK Includes 1 Gateway, 3 Temperature Transmitters, 1 Development Board, Documentation, Accessoires (Batteries, Antennas, etc.) | Price Adjusted from EUR 4000 to EUR 6000 | 2013-07-01
2013-05-17 | WD-H/HW#STD_EX | WirelessHART-Funkmodul WD-H/HW#STD_EX Integrationsboard zur Implementierung von WirelessHART-Feldgeräten, Standard-Variante mit ATEX-Zulassung, vergossen Hardware einschließlich Lizenz für Firmware Mindestbestellmenge: 25 Stück | WirelessHART Radio Module WD-H/HW#STD_EX Integration Board for Implementation of WirelessHART Field Devices, Standard Version with ATEX Certificate, Encapsulated Hardware including License for Firmware Minimum Order Quantity: 25 Units | Product Removed | 2013-07-01
2013-05-17 | 120-1050-01 | echocollect, Inbetriebnahmepaket | echocollect, Commissioning Package | Product Added Again as Service, Description Modified | 2013-07-01
2013-05-17 | 500-4000-03 | IBH Link ++ | IBH Link ++ | Product Removed | 2013-07-01
2013-05-17 | 100-, 110-, 120- | All Academy Services | All Academy Services | Marked as "EC" | 2013-07-01
Changes Related to Pricelist from July 1, 2013
2013-06-17 | DDA-AA-005000 | PROFINET Monitor BC-502-PN Basic Line | PROFINET Monitor BC-502-PN Basic Line | Added Product Name "PROFINET Monitor" | 2013-10-01
2013-06-17 | DDL-AA-005001 | PROFINET Monitor BC-502-PN Comfort Line | PROFINET Monitor BC-502-PN Comfort Line | Added Product Name "PROFINET Monitor" | 2013-10-01
2013-06-17 | DDL-AA-005002 | PROFINET Monitor BC-502-PN Premium Line | PROFINET Monitor BC-502-PN Premium Line | Added Product Name "PROFINET Monitor" | 2013-10-01
2013-06-17 | DDL-AA-005003 | PROFINET Monitor BC-502-PN Comfort Line Plus | PROFINET Monitor BC-502-PN Comfort Line Plus | Added Product Name "PROFINET Monitor" | 2013-10-01
2013-06-17 | LRA-AA-005011 | Upgrade auf PROFINET Monitor BC-502-PN Comfort Line | Upgrade to PROFINET Monitor BC-502-PN Comfort Line | Added Product Name "PROFINET Monitor" | 2013-10-01
2013-06-17 | LRA-AA-005012 | Upgrade auf PROFINET Monitor BC-502-PN Premium Line | Upgrade to PROFINET Monitor BC-502-PN Premium Line | Added Product Name "PROFINET Monitor" | 2013-10-01
2013-06-17 | LRA-AA-005013 | Upgrade auf PROFINET Monitor BC-502-PN Comfort Line Plus | Upgrade to PROFINET Monitor BC-502-PN Comfort Line Plus | Added Product Name "PROFINET Monitor" | 2013-10-01
2013-07-05 |  |  |  | Added Column "Gebühr für Produktumtausch / Product Exchange Rate" | 2013-10-01
2013-07-09 | 100-1030-02 | Vor-Ort-Schulung "OPC-Server und -Client in der Anwendung" | Inhouse Training "OPC Server and Client in Practice" | Product Information Updated (Fee per Participant) | 2013-10-01
2013-07-09 | 110-1000-02 | Vor-Ort-Schulung "Industrial Ethernet I - Grundlagen" | Inhouse Training "Industrial Ethernet I - Basics" | Product Information Updated (Fee per Participant) | 2013-10-01
2013-07-09 | 100-2290-02 | Schulung "Industrial Ethernet II - Troubleshooting" | Training "Industrial Ethernet II - Troubleshooting" | Product Information Updated (Fee per Participant) | 2013-10-01
2013-07-09 | 110-1100-01 | Schulung "Modernisierung von S5-Anlagen" | Training "Modernization of S5 Plants" | Product Deleted | 2013-10-01
2013-07-09 | 110-1100-02 | Vor-Ort-Schulung "Modernisierung von S5-Anlagen" | Inhouse Training "Modernization of S5 Plants" | Product Deleted | 2013-10-01
2013-07-09 | 110-1700-02 | Vor-Ort-Schulung "Sichere Fernwartung von Anlagen" | Inhouse Training "Secure Remote Maintenance of Plants" | Product Information Updated (Fee per Participant) | 2013-10-01
2013-07-09 | 110-5000-01 | Schulungsgebühr für Vor-Ort-Schulungen | Training Fee For Inhouse Trainings | Product Information Updated (Fee per Participant), Price Updated | 2013-10-01
2013-07-09 | TRA-PB-INH | Vor-Ort-Schulung "PROFIBUS" | Inhouse Training "PROFIBUS" | Product Information Updated (Fee per Participant), Price Updated | 2013-10-01
2013-07-09 | TRA-PN-INH | Vor-Ort-Schulung "PROFINET" | Inhouse Training "PROFINET" | Product Information Updated (Fee per Participant), Price Updated | 2013-10-01
2013-07-09 | TRA-CAN-INH | Vor-Ort-Schulung "CAN-Troubleshooting" | Inhouse Training "CAN Troubleshooting" | Product Information Updated (Fee per Participant), Price Updated | 2013-10-01
2013-07-09 | TRA-PN-CERTENG | Schulung "PROFINET-Inbetriebnahme und -Troubleshooting mit Abschluss zum Certified PROFINET Engineer" | Training "PROFINET Commissioning and Troubleshooting Including Test for Certified PROFINET Engineer " | Product Information Updated | 2013-10-01
2013-07-09 | 120-1010-01 | Dienstleistung / Serviceeinsatz pro Stunde | Service / Service Assignment Per Hour | Price Updated | 2013-10-01
2013-07-09 | 120-1010-02 | Reisekosten: Zeit | Travel Expenses: Time | Product Information Updated | 2013-10-01
2013-07-09 | 120-1010-03 | Reisekosten: Wegstrecke | Travel Expenses: Distance | Product Information Updated | 2013-10-01
2013-07-09 | 120-1010-04 | Reisekosten: Übernachtung | Travel Expenses: Accomodation Rate | Product Information Updated | 2013-10-01
2013-07-09 | 120-3000-02 | Vor-Ort-Schulung "Datenmanagement mit echocollect" | Inhouse Training "Data Management Using echocollect" | Product Information Updated (Fee per Participant), Price Updated | 2013-10-01
2013-07-09 |  |  |  | All Academy Products But "Training Fee For Inhouse Trainings" Set to "No" for Field Export Pricelist No | 2013-10-01
2013-08-07 | 120-1050-01 | echocollect, Inbetriebnahmepaket | echocollect, Commissioning Package | Product Deleted Again | 2013-10-01
2013-08-07 | LRL-YY-14-3004 | Upgrade echocollect: Unbeschränkte Anzahl Visualierungs-Datenpunkte | Upgrade echocollect: Unlimited Number of Visualization Items | Product Added | 2013-10-01
2013-08-07 | GAL-YY-14-4101 | echograph: 50 Visualierungs-Datenpunkte | echograph: 50 Visualization Items | Product Added | 2013-10-01
2013-08-07 | LRL-YY-14-4001 | Upgrade echograph: Unbeschränkte Anzahl Visualierungs-Datenpunkte | Upgrade echograph: Unlimited Number of Visualization Items | Product Added | 2013-10-01
2013-08-07 | SIL-YY-143101 | echocollect e-Inbetriebnahmepaket | echocollect e Commissioning Package | Product Added | 2013-10-01
2013-08-07 | SIL-YY-143201 | echocollect r-Inbetriebnahmepaket | echocollect r Commissioning Package | Product Added | 2013-10-01
2013-08-07 | SIL-YY-143301 | echocollect p-Inbetriebnahmepaket echocollect m | echocollect p Commissioning Package | Product Added | 2013-10-01
2013-08-07 | SIL-YY-143401 | echocollect m-Inbetriebnahmepaket | echocollect m Commissioning Package | Product Added | 2013-10-01
2013-08-07 | LRL-DY-131001 | Multiprotokoll-TCPIP-H1-OPC-Server | Multi-Protocol TCPIP-H1 OPC Server | Article Name Updated | 2013-10-01
2013-08-07 | LRL-DY-131002 | Upgrade auf Multiprotokoll-TCPIP-H1-OPC-Server | Upgrade to Multi-Protocol TCPIP-H1 OPC Server | Article Name Updated | 2013-10-01
2013-08-07 | LRL-DY-131201 | Multiprotokoll-TCPIP-S-OPC-Server | Multi-Protocol TCPIP-S OPC Server | Article Name Updated | 2013-10-01
2013-08-07 | LRL-DY-131202 | Upgrade auf Multiprotokoll-TCPIP-S-OPC-Server | Upgrade to Multi-Protocol TCPIP-S OPC Server | Article Name Updated | 2013-10-01
2013-08-07 | LRL-DY-131501 | TCPIP-I-OPC-Server | TCPIP-I OPC Server | Article Name Updated | 2013-10-01
2013-08-07 | LRL-DY-131502 | Upgrade auf TCPIP-I-OPC-Server | Upgrade to TCPIP-I OPC Server | Article Name Updated | 2013-10-01
2013-08-07 | LRL-DY-131401 | Modbus-OPC-Server | Modbus OPC Server | Article Name Updated | 2013-10-01
2013-08-07 | LRL-DY-131402 | Upgrade auf Modbus-OPC-Server | Upgrade to Modbus OPC Server | Article Name Updated | 2013-10-01
2013-08-07 | LRL-DY-131101 | Siemens-OPC-Server | Siemens OPC Server | Article Name Updated | 2013-10-01
2013-08-07 | LRL-DY-131102 | Upgrade auf Siemens-OPC-Server | Upgrade to Siemens OPC Server | Article Name Updated | 2013-10-01
2013-08-07 | LRL-DY-131301 | Rockwell-OPC-Server | Rockwell OPC Server | Article Name Updated | 2013-10-01
2013-08-07 | LRL-DY-131302 | Upgrade auf Rockwell-OPC-Server | Upgrade to Rockwell OPC Server | Article Name Updated | 2013-10-01
2013-08-07 | LRL-DY-131601 | Mitsubishi-OPC-Server | Mitsubishi OPC Server | Article Name Updated | 2013-10-01
2013-08-07 | LRL-DY-131602 | Upgrade auf Mitsubishi-OPC-Server | Upgrade to Mitsubishi OPC Server | Article Name Updated | 2013-10-01
2013-08-07 | LRL-DY-131801 | SNMP-OPC-Server | SNMP OPC Server | Article Name Updated | 2013-10-01
2013-08-07 | LRL-DY-131701 | OPC-Pipe-Client | OPC Pipe Client | Article Name Updated | 2013-10-01
2013-08-07 | LRL-DY-131702 | Upgrade auf OPC-Pipe-Client | Upgrade to OPC Pipe Client | Article Name Updated | 2013-10-01
2013-08-07 | DCM-DD-1000 | OPC Easy Connect Suite | OPC Easy Connect Suite | Article Name Updated | 2013-10-01
2013-08-07 | DCM-DD-2050 | OPC Easy Connect Suite, Erweiterungslizenz für 50 OPC-Servers | OPC Easy Connect Suite , Extension Licence for 50 OPC Servers | Article Name Updated | 2013-10-01
2013-08-07 | DCM-DD-1100 | OPC Easy Connect Suite, Basislizenz für Upgrade | OPC Easy Conenct Suite,Basic License for Upgrade | Article Name Updated | 2013-10-01
2013-08-07 | DCM-DD-2150 | OPC Easy Connect Suite, Erweiterungslizenz für Upgrade auf 50 OPC-Servers | OPC Easy Conenct Suite , Externsion License for Upgrade to 50 OPC Servers | Article Name Updated | 2013-10-01
2013-08-07 | LRL-EO-130001 | OPC-Server für Modbus/TCP | Modbus/TCP OPC Server | Order number updated to new scheme, product description, price updated | 2013-10-01
2013-08-08 | DCF-DY-4100 | OPC-Server für Siemens S7/S5-Steuerungen | OPC Server for Siemens S7/S5 Controllers | Price changed | 2013-10-01
2013-08-08 | DCF-DY-4101 | Upgrade auf OPC-Server für Siemens S7/S5-Steuerungen | Upgrade to OPC Server for Siemens S7/S5 Controllers | Price changed | 2013-10-01
2013-08-08 | CANusb | CAN/CANopen-Interface CANusb Mit Microcontroller, galvanische Trennung, einkanalig Anbindung über USB-Schnittstelle | CAN/CANopen Interface CANusb With Microcontroller, Galvanic Isolation, Single Channel Connection Via USB Interface | Technology set to "Spare Parts" | 2013-10-01
2013-08-08 | PB-PRO1-CPCI | PB-PRO1-CPCI | PB-PRO1-CPCI | Product now available for all customers, price changed | 2013-10-01
2013-08-08 | LRA-AA-005011 | Upgrade auf PROFINET Monitor BC-502-PN Comfort Line | Upgrade to PROFINET Monitor BC-502-PN Comfort Line | Product description updated | 2013-10-01
2013-08-08 | LRA-AA-005012 | Upgrade auf PROFINET Monitor BC-502-PN Premium Line | Upgrade to PROFINET Monitor BC-502-PN Premium Line | Product description updated | 2013-10-01
2013-08-08 | LRA-AA-005013 | Upgrade auf PROFINET Monitor BC-502-PN Comfort Line Plus | Upgrade to PROFINET Monitor BC-502-PN Comfort Line Plus | Product description updated | 2013-10-01
2013-08-08 | VDL-AA-001001 | PROFINET Diagnose Suite (Software-Schlüssel) | PROFINET Diagnostics Suite (Software Key) | Product added | 2013-10-01
2013-08-08 | VDL-AA-001002 | PROFINET Diagnose Suite (Hardware-Schlüssel) | PROFINET Diagnostics Suite (Hardware Key) | Product added | 2013-10-01
2013-08-08 | VDL-AA-001003 | PROFINET Diagnose Suite (Software-Schlüssel) inklusive Ethernet-Tap | PROFINET Diagnostics Suite (Software Key) Including Ethernet Tap | Product added | 2013-10-01
2013-08-08 | VDL-AA-001004 | PROFINET Diagnose Suite (Hardware-Schlüssel) inklusive Ethernet-Tap | PROFINET Diagnostics Suite (Hardware Key) Including Ethernet Tap | Product added | 2013-10-01
2013-08-08 | DUA-KK-020300 | FFusb | FFusb | Product description updated | 2013-10-01
2013-08-08 | DUA-KK-020302 | FFusb mit Test Equipment Set | FFusb with Test Equipment Set | Product added | 2013-10-01
2013-08-08 | DUA-KK-020301 | FFusb, Yokogawa | FFusb, Yokogawa | Product description updated | 2013-10-01
2013-08-08 | VEL-SK-020230 | FFeasy | FFeasy | Part number, product description updated | 2013-10-01
2013-08-08 | VEL-SL-020231 | PAeasy | PAeasy | Part number, product description updated | 2013-10-01
2013-08-08 | APL-KL-020601 | Fieldbus Labkit | Fieldbus Labkit | Product added | 2013-10-01
2013-08-09 | IFL-KK-020901 | UFC100-L1 | UFC100-L1 | Part number updated | 2013-10-01
2013-07-09 | 120-1010-01 | Dienstleistung / Serviceeinsatz pro Stunde | Service / Service Assignment Per Hour | Minumum Amount set to 4h | 2013-10-01
Changes Related to Pricelist from Oct 1, 2013
2013-09-12 | KSA-FK-020220 | FF-START | FF-START | Product description updated | 2014-01-01
2013-10-07 | GPL-CS-191000 | echolink S7-compact | echolink S7-compact | Price changed | 2014-01-01
2013-10-07 | DUL-KK-020302 | FFusb mit Test Equipment Set | FFusb with Test Equipment Set | Part Number updated | 2014-01-01
2013-10-31 | WQL-DD-034202 | OPC Classic DA Server Toolkit, Einzelplatz-Entwicklungslizenz, Quellformat (OPC-DA-SDK) | OPC Classic DA Server Toolkit, Single Seat Developer License, Source Format (OPC-DA-SDK) | Part Number, Article Name updated | 2014-01-01
2013-10-31 | WRL-DD-034102 | OPC Classic DA Server Toolkit, Einzelplatz-Entwicklungslizenz, Binärformat (OPC-DA-SDK-OBJ) | OPC Classic DA Server Toolkit, Single Seat Developer License, Binary Format (OPC-DA-SDK-OBJ) | Part Number, Article Name updated | 2014-01-01
2013-10-31 | LRA-DD-034502 | OPC Classic DA Server Toolkit, Laufzeitlizenz (OPC-DA-SDK-RT/L) | OPC Classic DA Server Toolkit, Runtime License (OPC-DA-SDK-RT/L) | Part Number, Article Name updated | 2014-01-01
2013-10-31 | WQL-DD-034212 | OPC Classic AE Server Toolkit, Einzelplatz-Entwicklungslizenz, Quellformat (OPC-AE-SDK) | OPC Classic AE Server Toolkit, Single Seat Developer License, Source Format (OPC-AE-SDK) | Part Number, Article Name updated | 2014-01-01
2013-10-31 | WRL-DD-034112 | OPC Classic AE Server Toolkit, Einzelplatz-Entwicklungslizenz, Binärformat (OPC-AE-SDK-OBJ) | OPC Classic AE Server Toolkit, Single Seat Developer License, Binary Format (OPC-AE-SDK-OBJ) | Part Number, Article Name updated | 2014-01-01
2013-10-31 | LRA-DD-034512 | OPC Classic AE Server Toolkit, Laufzeitlizenz (OPC-AE-SDK-RT/L) | OPC Classic AE Server Toolkit, Runtime License (OPC-AE-SDK-RT/L) | Part Number, Article Name updated | 2014-01-01
2013-10-31 | WQL-DD-034201 | OPC Classic DA Client Toolkit, Einzelplatz-Entwicklungslizenz, Quellformat (OPC-DA-CDK) | OPC Classic DA Client Toolkit, Single Seat Developer License, Source Format (OPC-DA-CDK) | Part Number, Article Name updated | 2014-01-01
2013-10-31 | WRL-DD-034101 | OPC Classic DA Client Toolkit, Einzelplatz-Entwicklungslizenz, Binärformat (OPC-DA-CDK-OBJ) | OPC Classic DA Client Toolkit, Single Seat Developer License, Binary Format (OPC-DA-CDK-OBJ) | Part Number, Article Name updated | 2014-01-01
2013-10-31 | LRA-DD-034501 | OPC Classic DA Client Toolkit, Laufzeitlizenz (OPC-DA-CDK-RT/L) | OPC Classic DA Client Toolkit, Runtime License (OPC-DA-CDK-RT/L) | Part Number, Article Name updated | 2014-01-01
2013-10-31 | WQL-DD-034211 | OPC Classic AE Client Toolkit, Einzelplatz-Entwicklungslizenz, Quellformat (OPC-AE-CDK) | OPC Classic AE Client Toolkit, Single Seat Developer License, Source Format (OPC-AE-CDK) | Part Number, Article Name updated | 2014-01-01
2013-10-31 | WRL-DD-034111 | OPC Classic AE Client Toolkit, Einzelplatz-Entwicklungslizenz, Binärformat (OPC-AE-CDK-OBJ) | OPC Classic AE Client Toolkit, Single Seat Developer License, Binary Format (OPC-AE-CDK-OBJ) | Part Number, Article Name updated | 2014-01-01
2013-10-31 | LRA-DD-034511 | OPC Classic AE Client Toolkit, Laufzeitlizenz (OPC-AE-CDK-RT/L) | OPC Classic AE Client Toolkit, Runtime License (OPC-AE-CDK-RT/L) | Part Number, Article Name updated | 2014-01-01
2013-10-31 | WQL-DD-034222 | OPC Classic XML-DA Server Toolkit für Windows, Einzelplatz-Entwicklungslizenz, Quellformat (OPC-XMLDA-SDK-WIN) | OPC Classic XML-DA Server Toolkit for Windows, Single Seat Developer License, Source Format (OPC-XMLDA-SDK-WIN) | Part Number, Article Name updated | 2014-01-01
2013-10-31 | WRL-DD-034122 | OPC Classic XML-DA Server Toolkit für Windows, Einzelplatz-Entwicklungslizenz, Binärformat (OPC-XMLDA-SDK-WIN-OBJ) | OPC Classic XML-DA Server Toolkit for Windows, Single Seat Developer License, Binary Format (OPC-XMLDA-SDK-WIN-OBJ) | Part Number, Article Name updated | 2014-01-01
2013-10-31 | LRA-DD-034522 | OPC Classic XML-DA Server Toolkit für Windows, Laufzeitlizenz (OPC-XMLDA-SDK-RT/L) | OPC Classic XML-DA Server Toolkit for Windows, Runtime License (OPC-XMLDA-SDK-RT/L) | Part Number, Article Name updated | 2014-01-01
2013-10-31 | WQL-DD-034232 | OPC Classic XML-DA Server Toolkit für Linux, Einzelplatz-Entwicklungslizenz, Quellformat (OPC-XMLDA-SDK-LIN) | OPC Classic XML-DA Server Toolkit for Linux, Single Seat Developer License, Source Format (OPC-XMLDA-SDK-LIN) | Part Number, Article Name updated | 2014-01-01
2013-10-31 | WRL-DD-034132 | OPC Classic XML-DA Server Toolkit für Linux, Einzelplatz-Entwicklungslizenz, Binärformat (OPC-XMLDA-SDK-LIN-OBJ) | OPC Classic XML-DA Server Toolkit for Linux, Single Seat Developer License, Binary Format (OPC-XMLDA-SDK-LIN-OBJ) | Part Number, Article Name updated | 2014-01-01
2013-10-31 | WQL-DD-034221 | OPC Classic XML-DA Client Toolkit für Windows, Einzelplatz-Entwicklungslizenz, Quellformat (OPC-XMLDA-CDK-WIN) | OPC Classic XML-DA Client Toolkit for Windows, Single Seat Developer License, Source Format (OPC-XMLDA-CDK-WIN) | Part Number, Article Name updated | 2014-01-01
2013-10-31 | WRL-DD-034121 | OPC Classic XML-DA Client Toolkit für Windows, Einzelplatz-Entwicklungslizenz, Binärformat (OPC-XMLDA-CDK-OBJ) | OPC Classic XML-DA Client Toolkit for Windows, Single Seat Developer License, Binary Format (OPC-XMLDA-CDK-OBJ) | Part Number, Article Name updated | 2014-01-01
2013-10-31 | LRA-DD-034521 | OPC Classic XML-DA Client Toolkit für Windows, Laufzeitlizenz (OPC-XMLDA-CDK-RT/L) | OPC Classic XML-DA Client Toolkit for Windows, Runtime License (OPC-XMLDA-CDK-RT/L) | Part Number, Article Name updated | 2014-01-01
2013-10-31 | WQL-DD-034231 | OPC Classic XML-DA Client Toolkit für Linux, Einzelplatz-Entwicklungslizenz, Quellformat OPC-XMLDA-CDK-LIN | OPC Classic XML-DA Client Toolkit for Linux, Single Seat Developer License, Source Format (OPC-XMLDA-CDK-LIN) | Part Number, Article Name updated | 2014-01-01
2013-10-31 | WRL-DD-034131 | OPC Classic XML-DA Client Toolkit für Linux, Einzelplatz-Entwicklungslizenz, Binärformat (OPC-XMLDA-CDK-LIN-OBJ) | OPC Classic XML-DA Client Toolkit for Linux, Single Seat Developer License, Binary Format (OPC-XMLDA-CDK-LIN-OBJ) | Part Number, Article Name updated | 2014-01-01
2013-10-31 | WQL-DD-031202 | OPC UA .NET Server Toolkit, Einzelplatz-Entwicklungslizenz, Quellformat | OPC UA .NET Server Toolkit, Single Seat Developer License, Source Format | Article Name updated | 2014-01-01
2013-10-31 | WRL-DD-031102 | OPC UA .NET Server Toolkit, Einzelplatz-Entwicklungslizenz, Binärformat | OPC UA .NET Server Toolkit, Single Seat Developer License, Binary Format | Article Name updated | 2014-01-01
2013-10-31 | WQL-DD-031201 | OPC UA .NET Client Toolkit, Einzelplatz-Entwicklungslizenz, Quellformat | OPC UA .NET Client Toolkit, Single Seat Developer License, Source Format | Article Name updated | 2014-01-01
2013-10-31 | WRL-DD-031101 | OPC UA .NET Client Toolkit, Einzelplatz-Entwicklungslizenz, Binärformat | OPC UA .NET Client Toolkit, Single Seat Developer License, Binary Format | Article Name updated | 2014-01-01
2013-10-31 | OPC-SDK-UA-WIN | OPC UA C++ Server Toolkit für Windows, Einzelplatz-Entwicklungslizenz, Binärformat | OPC UA C++ Server Toolkit for Windows, Single Seat Developer License, Binary Format | Article Name updated | 2014-01-01
2013-10-31 | OPC-CDK-UA-WIN | OPC UA C++ Client Toolkit für Windows, Einzelplatz-Entwicklungslizenz, Binärformat | OPC UA C++ Client Toolkit for Windows, Single Seat Developer License, Binary Format | Article Name updated | 2014-01-01
2013-10-31 | OPC-SDK-UA-LIN | OPC UA C++ Server Toolkit für Linux, Einzelplatz-Entwicklungslizenz, Binärformat | OPC UA C++ Server Toolkit for Linux, Single Seat Developer License, Binary Format | Article Name updated | 2014-01-01
2013-10-31 | OPC-CDK-UA-LIN | OPC UA C++ Client Toolkit für Linux, Einzelplatz-Entwicklungslizenz, Binärformat | OPC UA C++ Client Toolkit for Linux, Single Seat Developer License, Binary Format | Article Name updated | 2014-01-01
2013-10-31 | OPC-SDK-UA-VXW | OPC UA C++ Server Toolkit für VxWorks, Einzelplatz-Entwicklungslizenz, Binärformat | OPC UA C++ Server Toolkit forVxWorks, Single Seat Developer License, Binary Format | Article Name updated | 2014-01-01
2013-10-31 | OPC-CDK-UA-VXW | OPC UA C++ Client Toolkit für VxWorks, Einzelplatz-Entwicklungslizenz, Binärformat | OPC UA C++ Client Toolkit for VxWorks, Single Seat Developer License, Binary Format | Article Name updated | 2014-01-01
2013-10-31 | OPC-SDK-CE-UPG | Windows CE-Erweiterung des OPC-Classic-Toolkits für die Entwicklung von OPC DA-Servers, OPC AE-Servers oder OPC DA-XML-Servers | Windows CE Upgrade for OPC Classic Toolkits for Developing OPC DA Servers, OPC AE Servers, or OPC XML-DA Servers | Product removed | 2014-01-01
2013-10-31 | OPC-CDK-CE-UPG | Windows CE-Erweiterung des OPC-Classic-Toolkits für die Entwicklung von OPC DA-Clients, OPC AE-Clients oder OPC DA-XML-Clients | Windows CE Upgrade for OPC Classic Toolkits for Developing OPC DA Clients, OPC AE Clients, or OPC XML-DA Clients | Product removed | 2014-01-01
2013-10-31 | WRA-DD-039101 | OPC UA Java Client SDK, Einzelplatz-Entwicklungslizenz, Binärformat | OPC UA Java Client SDK, Single Seat Developer License, Binary Format | Product added | 2014-01-01
2013-10-31 | WQA-DD-039201 | OPC UA Java Client SDK, Einzelplatz-Entwicklungslizenz, Quellformat | OPC UA Java Client SDK, Single Seat Developer License, Source Format | Product added | 2014-01-01
2013-10-31 | WRA-DD-039102 | OPC UA Java Server und Client SDK, Einzelplatz-Entwicklungslizenz, Binärformat | OPC UA Java Server und Client SDK, Single Seat Developer License, Binary Format | Product added | 2014-01-01
2013-10-31 | WQA-DD-039202 | OPC UA Java Server und Client SDK, Einzelplatz-Entwicklungslizenz, Quellformat | OPC UA Java Server und Client SDK, Single Seat Developer License, Source Format | Product added | 2014-01-01
2013-10-31 | LMA-DD-039000 | Pflege- und Unterstützungsvertrag für OPC UA Java SDK | Service and Support Contract for OPC UA Java SDK | Product added | 2014-01-01
2013-10-31 | LEA-DD-030300 | Standort-Erweiterungslizenz für OPC Development Toolkit | Site License Extension for OPC Development Toolkit | Product added | 2014-01-01
2013-11-05 | 100-3050-01 | DDE-Server TCPIPH1, Software-Schlüssel | DDE Server TCPIPH1, Software Key | Description updated, Price increased | 2014-01-01
2013-11-05 | 100-3050-20 | DDE-Server TCPIPH1, Hardware-Schlüssel | DDE Server TCPIPH1, Hardware Key | Description updated, Price increased | 2014-01-01
2013-11-05 | 100-3050-DGL | Upgrade auf DDE-Server TCPIPH1, Hardware-Schlüssel | Upgrade to DDE Server TCPIPH1 , Hardware Key | Product removed | 2014-01-01
2013-11-05 | 100-3050-UPG | Upgrade auf DDE-Server TCPIPH1, Software-Schlüssel | Upgrade to DDE Server TCPIPH1, Software Key | Product removed | 2014-01-01
2013-11-05 | 100-3070-DGL | Upgrade auf DDE-Server TCPIP-S, Hardware-Schlüssel | Upgrade to DDE Server TCPIP-S, Hardware Key | Product removed | 2014-01-01
2013-11-05 | 100-3070-UPG | Upgrade auf DDE-Server TCPIP-S, Software-Schlüssel | Upgrade to DDE Server TCPIP-S, Software Key | Product removed | 2014-01-01
2013-11-05 | 100-3100-01 | OPC-Server TCPIPH1, Software-Schlüssel | OPC Server TCPIPH1, Software Key | Description updated | 2014-01-01
2013-11-05 | 100-3100-20 | OPC-Server TCPIPH1, Hardware-Schlüssel | OPC Server TCPIPH1 , Hardware Key | Description updated | 2014-01-01
2013-11-05 | 100-3100-DGL | Upgrade auf OPC-Server TCPIPH1, Hardware-Schlüssel | Upgrade to OPC Server TCPIPH1, Hardware Key | Product removed | 2014-01-01
2013-11-05 | 100-3100-UPG | Upgrade auf OPC-Server TCPIPH1, Software-Schlüssel | Upgrade to OPC Server TCPIPH1, Software Key | Product removed | 2014-01-01
2013-11-05 | 100-3120-01 | OPC-Server TCPIP-S, Software-Schlüssel | OPC Server TCPIP-S, Software Key | Description updated | 2014-01-01
2013-11-05 | 100-3120-20 | OPC-Server TCPIP-S, Hardware-Schlüssel | OPC Server TCPIP-S , Hardware Key | Description updated | 2014-01-01
2013-11-05 | 100-3120-DGL | Upgrade auf OPC-Server TCPIP-S, Hardware-Schlüssel | Upgrade to OPC Server TCPIP-S, Hardware Key | Product removed | 2014-01-01
2013-11-05 | 100-3120-UPG | Upgrade auf OPC-Server TCPIP-S, Software-Schlüssel | Upgrade to OPC Server TCPIP-S, Software Key | Product removed | 2014-01-01
2013-11-05 | 100-3140-01 | OPC-Server Modbus, Software-Schlüssel | OPC Server Modbus, Software Key | Description updated | 2014-01-01
2013-11-05 | 100-3140-20 | OPC-Server Modbus, Hardware-Schlüssel | OPC Server Modbus , Hardware Key | Description updated | 2014-01-01
2013-11-05 | 100-3140-DGL | Upgrade auf OPC-Server Modbus, Hardware-Schlüssel | Upgrade to OPC Server Modbus, Hardware Key | Product removed | 2014-01-01
2013-11-05 | 100-3140-UPG | Upgrade auf OPC-Server Modbus, Software-Schlüssel | Upgrade to OPC Server Modbus, Software Key | Product removed | 2014-01-01
2013-11-05 | 100-3150-01 | OPC-Server TCPIP-I, Software-Schlüssel | OPC Server TCPIP-I, Software Key | Description updated | 2014-01-01
2013-11-05 | 100-3150-20 | OPC-Server TCPIP-I, Hardware-Schlüssel | OPC Server TCPIP-I , Hardware Key | Description updated | 2014-01-01
2013-11-05 | 100-3150-DGL | Upgrade auf OPC-Server TCPIP-I, Hardware-Schlüssel | Upgrade to OPC Server TCPIP-I, Hardware Key | Product removed | 2014-01-01
2013-11-05 | 100-3150-UPG | Upgrade auf OPC-Server TCPIP-I, Software-Schlüssel | Upgrade to OPC Server TCPIP-I, Software Key | Product removed | 2014-01-01
2013-11-05 | 100-3160-01 | OPC-Server TCPIP-M, Software-Schlüssel | OPC Server TCPIP-M, Software Key | Description updated | 2014-01-01
2013-11-05 | 100-3160-20 | OPC-Server TCPIP-M, Hardware-Schlüssel | OPC Server TCPIP-M , Hardware Key | Description updated | 2014-01-01
2013-11-05 | 100-3160-DGL | Upgrade auf OPC-Server TCPIP-M, Hardware-Schlüssel | Upgrade to OPC Server TCPIP-M, Hardware Key | Product removed | 2014-01-01
2013-11-05 | 100-3160-UPG | Upgrade auf OPC-Server TCPIP-M, Software-Schlüssel | Upgrade to OPC Server TCPIP-M, Software Key | Product removed | 2014-01-01
2013-11-05 | 100-3300-01 | OPC-Server MPI/PPI, Software-Schlüssel | OPC Server MPI/PPI, Software Key | Description updated | 2014-01-01
2013-11-05 | 100-3300-20 | OPC-Server MPI/PPI, Hardware-Schlüssel | OPC Server MPI/PPI , Hardware Key | Description updated | 2014-01-01
2013-11-05 | 100-3300-DGL | Upgrade auf OPC-Server MPI/PPI, Hardware-Schlüssel | Upgrade to OPC Server MPI/PPI, Hardware Key | Product removed | 2014-01-01
2013-11-05 | 100-3300-UPG | Upgrade auf OPC-Server MPI/PPI, Software-Schlüssel | Upgrade to OPC Server MPI/PPI, Software Key | Product removed | 2014-01-01
2013-11-05 | 100-3350-01 | DDE-Server MPI/PPI, Software-Schlüssel | DDE Server MPI/PPI, Software Key | Description updated | 2014-01-01
2013-11-05 | 100-3350-20 | DDE-Server MPI/PPI, Hardware-Schlüssel | DDE Server MPI/PPI, Hardware Key | Description updated | 2014-01-01
2013-11-05 | 100-3350-DGL | Upgrade auf DDE-Server MPI/PPI, Hardware-Schlüssel | Upgrade to DDE Server MPI/PPI, Hardware Key | Product removed | 2014-01-01
2013-11-05 | 100-3350-UPG | Upgrade auf DDE-Server MPI/PPI, Software-Schlüssel | Upgrade to DDE Server MPI/PPI, Software Key | Product removed | 2014-01-01
2013-11-05 | S5-TCP/IP 100 | Kommunikationsprozessor S5-TCP/IP 100 Zur Ankopplung von Siemens S5-Steuerungen an Ethernet TCP/IP- und ISO (H1)-Netze | Communication Processor S5-TCP/IP 100 For Connecting Siemens S5 Controllers to Ethernet TCP/IP and ISO (H1) Networks | Price, Product Exchange Rate increased | 2014-01-01
2013-11-05 | GAL-YY-14-3101 | echocollect e | echocollect e | Description updated | 2014-01-01
2013-11-05 | GAL-YY-14-3201 | echocollect r | echocollect r | Description updated | 2014-01-01
2013-11-05 | GAL-YY-14-3301 | echocollect p | echocollect p | Description updated | 2014-01-01
2013-11-05 | GAL-YY-14-3401 | echocollect m | echocollect m | Description updated | 2014-01-01
2013-11-05 | 400-9361-03 | MINI-MUX, Verbindungskabel | MINI-MUX, Conncetion Cable | Price increased | 2014-01-01
2013-11-05 | 400-9361-05 | PG-MUX II, 230V | PG-MUX II, 230V | Price increased | 2014-01-01
2013-11-05 | GPL-CS-191000 | echolink S7-compact | echolink S7-compact | Price adjusted Product Exchange Rate increased Description updated | 2014-01-01
2013-11-05 | 700-1800-02 | Verbindungskabel TTY / Steuerung, 2m | Connection Cable TTY / PLC, 2m | Price increased | 2014-01-01
2013-11-05 | 700-5596-04 | Steckernetzteil für echolink, echochange, echocollect, echorecord | Connector Power Pack for echolink, echochange, echocollect, echorecord | Price increased | 2014-01-01
2013-11-05 | 700-5596-04 | Steckernetzteil für echolink, echochange, echocollect, echorecord | Connector Power Pack for echolink, echochange, echocollect, echorecord | End of Life Comment added | 2014-01-01
2013-11-05 | UAC-DD-0100 | USB-Hardware-Schlüssel für ein Software-Produkt, Lizenzmanager V4.0 | USB Hardware Key for One Software Product, License Manager V4.0 | Price increased, Description updated | 2014-01-01
2013-11-05 | NETLINK-CROSS | NETLink PRO, Ethernet-Cross Link-Kabel | NETLink PRO, Ethernet Cross Link Cable | Price increased, End of Life Comment added | 2014-01-01
2013-11-05 | NETLINK-PRO-ETH | NETLink PRO, Ethernet-Schnittstelle | NETLink PRO, Ethernet Interface | Price, Product Exchange Rate increased End of Life Comment added | 2014-01-01
2013-11-05 | DCM-DD-1000 | OPC Easy Connect Suite | OPC Easy Connect Suite | Product removed | 2014-01-01
2013-11-05 | DCM-DD-3105 | OPC Easy Connect Suite, V2.1, Erweiterungslizenz für Upgrade auf 5.000 OPC-Datenpunkte | OPC Easy Conenct Suite V2.1, Externsion License for Upgrade to 5,000 OPC Items | Description updated | 2014-01-01
2013-11-05 | DCF-DY-4100 | OPC-Server für Siemens S7/S5-Steuerungen | OPC Server for Siemens S7/S5 Controllers | Description updated | 2014-01-01
2013-11-05 | DCF-DY-4101 | Upgrade auf OPC-Server für Siemens S7/S5-Steuerungen | Upgrade to OPC Server for Siemens S7/S5 Controllers | Product removed | 2014-01-01
2013-11-05 | RS232-MPI/HS | NETLink PRO, Hutschienenadapter | NETLink PRO, Fastener for DIN Rail | Price increased, End of Life Comment added | 2014-01-01
2013-11-05 | LRL-DY-131001 | Multiprotokoll-TCPIP-H1-OPC-Server | Multi-Protocol TCPIP-H1 OPC Server | Description updated | 2014-01-01
2013-11-05 | LRL-DY-131002 | Upgrade auf Multiprotokoll-TCPIP-H1-OPC-Server | Upgrade to Multi-Protocol TCPIP-H1 OPC Server | Product removed | 2014-01-01
2013-11-05 | LRL-DY-131201 | Multiprotokoll-TCPIP-S-OPC-Server | Multi-Protocol TCPIP-S OPC Server | Description updated | 2014-01-01
2013-11-05 | LRL-DY-131202 | Upgrade auf Multiprotokoll-TCPIP-S-OPC-Server | Upgrade to Multi-Protocol TCPIP-S OPC Server | Product removed | 2014-01-01
2013-11-05 | LRL-DY-131501 | TCPIP-I-OPC-Server | TCPIP-I OPC Server | Description updated | 2014-01-01
2013-11-05 | LRL-DY-131502 | Upgrade auf TCPIP-I-OPC-Server | Upgrade to TCPIP-I OPC Server | Product removed | 2014-01-01
2013-11-05 | LRL-DY-131401 | Modbus-OPC-Server | Modbus OPC Server | Description updated | 2014-01-01
2013-11-05 | LRL-DY-131402 | Upgrade auf Modbus-OPC-Server | Upgrade to Modbus OPC Server | Product removed | 2014-01-01
2013-11-05 | LRL-DY-131101 | Siemens-OPC-Server | Siemens OPC Server | Description updated | 2014-01-01
2013-11-05 | LRL-DY-131102 | Upgrade auf Siemens-OPC-Server | Upgrade to Siemens OPC Server | Product removed | 2014-01-01
2013-11-05 | LRL-DY-131301 | Rockwell-OPC-Server | Rockwell OPC Server | Description updated | 2014-01-01
2013-11-05 | LRL-DY-131302 | Upgrade auf Rockwell-OPC-Server | Upgrade to Rockwell OPC Server | Product removed | 2014-01-01
2013-11-05 | LRL-DY-131601 | Mitsubishi-OPC-Server | Mitsubishi OPC Server | Description updated | 2014-01-01
2013-11-05 | LRL-DY-131602 | Upgrade auf Mitsubishi-OPC-Server | Upgrade to Mitsubishi OPC Server | Product removed | 2014-01-01
2013-11-05 | LRL-DY-131801 | SNMP-OPC-Server | SNMP OPC Server | Description updated | 2014-01-01
2013-11-05 | LRL-DY-131701 | OPCpipe-Client | OPCpipe Client | Article Name, Description updated | 2014-01-01
2013-11-05 | LRL-DY-131702 | Upgrade auf OPCpipe-Client | Upgrade to OPCpipe Client | Product removed | 2014-01-01
2013-11-05 | LRL-YY-14-3004 | Upgrade echocollect: Unbeschränkte Anzahl Visualierungs-Datenpunkte | Upgrade echocollect: Unlimited Number of Visualization Items | Description updated | 2014-01-01
2013-11-05 | LRL-YY-14-4001 | Upgrade echograph: Unbeschränkte Anzahl Visualierungs-Datenpunkte | Upgrade echograph: Unlimited Number of Visualization Items | Description updated | 2014-01-01
2013-11-07 | 100-1700-01 | OPCpipe-Client, Software-Schlüssel | OPCpipe Client, Software Key | Double entry of product removed | 2014-01-01
2013-11-07 | 100-1700-20 | OPCpipe-Client, Hardware-Schlüssel | OPCpipe Client, Hardware Key | Double entry of product removed | 2014-01-01
2013-11-07 | 100-3100-01 | OPC-Server TCPIPH1, Software-Schlüssel | OPC Server TCPIPH1, Software Key | Double entry of product removed | 2014-01-01
2013-11-07 | 100-3100-20 | OPC-Server TCPIPH1, Hardware-Schlüssel | OPC Server TCPIPH1 , Hardware Key | Double entry of product removed | 2014-01-01
2013-11-07 | 100-3120-01 | OPC-Server TCPIP-S, Software-Schlüssel | OPC Server TCPIP-S, Software Key | Double entry of product removed | 2014-01-01
2013-11-07 | 100-3120-20 | OPC-Server TCPIP-S, Hardware-Schlüssel | OPC Server TCPIP-S , Hardware Key | Double entry of product removed | 2014-01-01
2013-11-07 | 100-3140-01 | OPC-Server Modbus, Software-Schlüssel | OPC Server Modbus, Software Key | Double entry of product removed | 2014-01-01
2013-11-07 | 100-3140-20 | OPC-Server Modbus, Hardware-Schlüssel | OPC Server Modbus , Hardware Key | Double entry of product removed | 2014-01-01
2013-11-07 | 100-3150-01 | OPC-Server TCPIP-I, Software-Schlüssel | OPC Server TCPIP-I, Software Key | Double entry of product removed | 2014-01-01
2013-11-07 | 100-3150-20 | OPC-Server TCPIP-I, Hardware-Schlüssel | OPC Server TCPIP-I , Hardware Key | Double entry of product removed | 2014-01-01
2013-11-07 | 100-3160-01 | OPC-Server TCPIP-M, Software-Schlüssel | OPC Server TCPIP-M, Software Key | Double entry of product removed | 2014-01-01
2013-11-07 | 100-3160-20 | OPC-Server TCPIP-M, Hardware-Schlüssel | OPC Server TCPIP-M , Hardware Key | Double entry of product removed | 2014-01-01
2013-11-12 | EVA-MK-020210 | FBK-2 Evaluation Kit FF | FBK-2, Evaluation Kit FF | Part number, article name, description updated | 2014-01-01
2013-11-12 | EVA-ML-020211 | FBK-2 Evaluation Kit PA | FBK-2 Evaluation Kit PA | Part number, article name, description updated | 2014-01-01
2013-11-12 | KSL-FK-020220 | FF Starter Kit | FF Starter Kit | Part number, article name updated | 2014-01-01
2013-11-12 | KSL-NL-020221 | PA Starter Kit | PA Starter Kit | Part number, article name, description updated | 2014-01-01
2013-11-12 | GLA-YK-020110 | FG-110 FF | FG-110 FF | Description updated | 2014-01-01
2013-11-12 | UBA-MM-025001 | HART Device-Stack, Entwicklungspaket | HART Device Stack, Development Package | Product removed | 2014-01-01
2013-11-12 | UBA-IM-025000 | HART Device-Stack | HART Device Stack | Product removed | 2014-01-01
2013-11-12 | EAA-MW-025110 | WD-H/HW#STD | WD-H/HW#STD | Part number updated, price increased | 2014-01-01
2013-11-12 | ECA-MW-025111 | WD-H/HW#STD_CT | WD-H/HW#STD_CT | Part number updated, price increased | 2014-01-01
2013-11-12 | UBA-IM-025100 | WD-H, Firmware und Hardware-Schaltplan | WD-H, Firmware and Hardware Schematics | Product removed | 2014-01-01
2013-11-12 | KEA-WW-025121 | WirelessHART-Temperatur-Transmitter WH-FD | WirelessHART Temperature Transmitter WH-FD | Product removed | 2014-01-01
2013-11-12 | GCA-WM-025122 | WirelessHART-Gateway P+F-WH-GW | WirelessHART Gateway P+F-WH-GW | Product removed | 2014-01-01
2013-11-13 | OPC-PB | OPC-Server für PROFIBUS DP-V0/PROFIBUS DP-V1 | OPC Server for PROFIBUS DP-V0/PROFIBUS DP-V1 | Description updated | 2014-01-01
2013-11-13 | OPC-PB-FG100 | Paket: OPC-Server für PROFIBUS DP-V0/PROFIBUS DP-V1 mit FG-100 PROFIBUS | Bundle: OPC Server for PROFIBUS DP-V0/PROFIBUS DP-V1 Plus FG-100 PROFIBUS | Description updated | 2014-01-01
2013-11-13 | OPC-PB-PRO1-PCI | Paket: OPC-Server für PROFIBUS DP-V0/PROFIBUS DP-V1 mit PBpro PCI, einkanalig | Bundle: OPC Server for PROFIBUS DP-V0/PROFIBUS DP-V1 Plus PBpro PCI, Single Channel | Article Name, Description updated | 2014-01-01
2013-11-13 | OPC-PB-PRO2-PCI | Paket: OPC-Server für PROFIBUS DP-V0/PROFIBUS DP-V1 mit PBpro PCI, zweikanalig | Bundle: OPC Server for PROFIBUS DP-V0/PROFIBUS DP-V1 Plus PBpro PCI, Dual Channel | Article Name, Description updated | 2014-01-01
2013-11-13 | OPC-PB-USB | Paket: OPC-Server für PROFIBUS DP-V0/PROFIBUS DP-V1 mit PROFIusb | Bundle: OPC Server for PROFIBUS DP-V0/PROFIBUS DP-V1 Plus PROFIusb | Description updated | 2014-01-01
2013-11-13 | OPC-PB-PCIE1 | Paket: OPC-Server für PROFIBUS DP-V0/PROFIBUS DP-V1 mit PBpro PCI Express, einkanalig | Bundle: OPC Server for PROFIBUS DP-V0/PROFIBUS DP-V1 Plus PBpro PCI Express, Single Channel | Product added | 2014-01-01
2013-11-13 | OPC-PB-PCIE2 | Paket: OPC-Server für PROFIBUS DP-V0/PROFIBUS DP-V1 mit PBpro PCI Express, zweikanalig | Bundle: OPC Server for PROFIBUS DP-V0/PROFIBUS DP-V1 Plus PBpro PCI Express, Dual Channel | Product added | 2014-01-01
2013-11-13 | PB-PRO1-PCI | PBpro PB-PRO1-PCI | PBpro PB-PRO1-PCI | Price increased | 2014-01-01
2013-11-13 | PB-PRO1-PCI/LP | PBpro PB-PRO1-PCI/LP | PBpro PB-PRO1-PCI/LP | Price increased | 2014-01-01
2013-11-13 | PB-PRO1S-PCI | PBpro PB-PRO1S-PCI | PBpro PB-PRO1S-PCI | Price increased | 2014-01-01
2013-11-13 | PB-PRO1S-PCI/LP | PBpro PB-PRO1S-PCI/LP | PBpro PB-PRO1S-PCI/LP | Price increased | 2014-01-01
2013-11-13 | PB-PRO2-PCI | PB-PRO2-PCI | PB-PRO2-PCI | Price increased | 2014-01-01
2013-11-13 | PB-PRO2-PCI-ABB | PBpro PB-PRO2-PCI-ABB, ABB Robotics | PBpro PB-PRO2-PCI-ABB, ABB Robotics | Price increased | 2014-01-01
2013-11-13 | PB-PRO1-PCIE | PBpro PB-PRO1-PCIE | PBpro PB-PRO1-PCIE | Price increased | 2014-01-01
2013-11-13 | PB-PRO1-PCIE/LP | PBpro PB-PRO1-PCIE/LP | PBpro PB-PRO1-PCIE/LP | Price increased | 2014-01-01
2013-11-13 | PB-PRO1-CPCI | PB-PRO1-CPCI | PB-PRO1-CPCI | Price increased | 2014-01-01
2013-11-13 | PB-PRO1S-PCIE | PBpro PB-PRO1S-PCIE | PBpro PB-PRO1S-PCIE | Price increased | 2014-01-01
2013-11-13 | PB-PRO1S-PCIE/LP | PBpro PB-PRO1S-PCIE/LP | PBpro PB-PRO1S-PCIE/LP | Price increased | 2014-01-01
2013-11-13 | PB-PRO2-PCIE | PBpro PB-PRO2-PCIE | PBpro PB-PRO2-PCIE | Price increased | 2014-01-01
2013-11-13 | PB-IF-1MS | PROFIboard PB-IF-1MS | PROFIboard PB-IF-1MS | Price increased | 2014-01-01
2013-11-13 | PB-IF-1MSV2-EBP | PROFIboard PB-IF-1MSV2-EBP, Ernst Basler + Partner | PROFIboard PB-IF-1MSV2-EBP, Ernst Basler + Partner | Price increased | 2014-01-01
2013-11-13 | PB-IF-1M1S-ABB | PROFIboard PB-IF-1M1S-ABB, ABB Robotics | PROFIboard PB-IF-1M1S-ABB, ABB Robotics | Price increased | 2014-01-01
2013-11-13 | PB-IF-1MV2-KOE | PROFIboard PB-IF-1MV2-KOE, Koenig Prozessautomatisierung | PROFIboard PB-IF-1MV2-KOE, Koenig Prozessautomatisierung | Price increased | 2014-01-01
2013-11-13 | PB-PRO1-PC104+ | PBpro PB-PRO1-PC104+ | PBpro PB-PRO1-PC104+ | Price increased | 2014-01-01
2013-11-13 | PB-PRO1-PCI104 | PBpro PB-PRO1-PCI104 | PBpro PB-PRO1-PCI104 | Price increased | 2014-01-01
2013-11-13 | PB-PRO1-PC104+XT | PBpro PB-PRO1-PC104+XT | PBpro PB-PRO1-PC104+XT | Price increased | 2014-01-01
2013-11-13 | PB-PC104-MS | PROFI104 PB-PC104-MS | PROFI104 PB-PC104-MS | Price increased | 2014-01-01
2013-11-13 | PB-PC104-MS-VIA | PROFI104 PB-PC104-MS | PROFI104 PB-PC104-MS | Product added | 2014-01-01
2013-11-13 | PB-PRO1-CPCI | PBpro CompactPCI | PBpro CompactPCI | Product added | 2014-01-01
2013-11-13 | PB-PRO1-PCI104_SIPG | PROFI104 PB-PRO1-PCI104_SIPG, Siemens Power Generation | PROFI104 PB-PRO1-PCI104_SIPG, Siemens Power Generation | Price increased | 2014-01-01
2013-11-13 | PB-PRO1-PCI104XT_THA | PROFI104 PB-PRO1-PCI104XT_THA, Thales Transportation | PROFI104 PB-PRO1-PCI104XT_THA, Thales Transportation | Price increased | 2014-01-01
2013-11-13 | PB-PC104-2M-KOP/AKS | PROFI104 PB-PC104-2M-KOP/AKS, Aker Subsea | PROFI104 PB-PC104-2M-KOP/AKS, Aker Subsea | Price increased | 2014-01-01
2013-11-13 | PB-PC104-MS-XT | PROFI104 PB-PC104-MS-XT | PROFI104 PB-PC104-MS-XT | Price increased | 2014-01-01
2013-11-13 | PB-PC104AL | PROFI104 PB-PC104AL, Thales Transportation | PROFI104 PB-PC104AL, Thales Transportation | Price increased | 2014-01-01
2013-11-13 | PB-PC104-M_SVT/HW | PROFI104 PB-PC104-M_SVT/HW, Siemens Verkehrstechnik | PROFI104 PB-PC104-M_SVT/HW, Siemens Verkehrstechnik | Price increased | 2014-01-01
2013-11-13 | PB-PC104-MS-XT_IDS | PROFI104 PB-PC104-MS-XT_IDS, IDS | PROFI104 PB-PC104-MS-XT_IDS, IDS | Price increased | 2014-01-01
2013-11-13 | PB-PC104-XT_DEU | PROFI104 PB-PC104-XT_DEU, Deuta-Werke | PROFI104 PB-PC104-XT_DEU, Deuta-Werke | Price increased | 2014-01-01
2013-11-13 | PB-PC104-XT/AKS | PROFI104 PB-PC104-XT/AKS, Aker Subsea | PROFI104 PB-PC104-XT/AKS, Aker Subsea | Price increased | 2014-01-01
2013-11-13 | PB-PC104-S/ABB | PROFI104 PB-PC104-S/ABB, ABB | PROFI104 PB-PC104-S/ABB, ABB | Price increased | 2014-01-01
2013-11-13 | PB-PC104-S_BAY | PROFI104 PB-PC104-S_BAY, Werner Bayer | PROFI104 PB-PC104-S_BAY, Werner Bayer | Price increased | 2014-01-01
2013-11-13 | DEL-NN-012311 | PBpro ETH, einkanalig | PBpro ETH, Single Channel | Product added | 2014-01-01
2013-11-13 | DEL-NN-012312 | PBpro ETH, zweikanalig | PBpro ETH, Dual Channel | Product added | 2014-01-01
2013-11-13 | DEL-NN-012313 | PBpro ETH, dreikanalig | PBpro ETH, Triple Channel | Product added | 2014-01-01
2013-11-13 | DEL-NN-012314 | PBpro ETH, vierkanalig | PBpro ETH, Quad Channel | Product added | 2014-01-01
2013-11-13 | CAN-AC1-PCI | CAN-AC1-PCI | CAN-AC1-PCI | Price increased | 2014-01-01
2013-11-13 | CAN-AC1-PCI/KOE | CAN-AC1-PCI/KOE, Koenig Prozessautomatisierung | CAN-AC1-PCI/KOE, Koenig Prozessautomatisierung | Price increased | 2014-01-01
2013-11-13 | CAN-AC2-PCI | CAN-AC2-PCI | CAN-AC2-PCI | Price increased | 2014-01-01
2013-11-13 | CAN-PRO1-PCIE | CAN-PRO1-PCIE | CAN-PRO1-PCIE | Price increased | 2014-01-01
2013-11-13 | CAN-PRO1-PCIE/LP | CAN-PRO1-PCIE/LP | CAN-PRO1-PCIE/LP | Price increased | 2014-01-01
2013-11-13 | CAN-PRO2-PCIE | CAN-PRO2-PCIE | CAN-PRO2-PCIE | Price increased | 2014-01-01
2013-11-13 | CAN-PRO1-PC104+ | CANpro PC/104plus | CANpro PC/104plus | Price increased | 2014-01-01
2013-11-13 | CAN-PRO1-PC104+XT | CAN-PRO1-PC104+XT | CAN-PRO1-PC104+XT | Price increased | 2014-01-01
2013-11-13 | CAN-PRO2-PC104+ | CAN-PRO2-PC104+ | CAN-PRO2-PC104+ | Price increased | 2014-01-01
2013-11-13 | CAN-PRO2-PC104+XT | CAN-PRO2-PC104+XT | CAN-PRO2-PC104+XT | Price increased | 2014-01-01
2013-11-13 | CAN-AC1-104 | CAN-AC1-104 | CAN-AC1-104 | Price increased | 2014-01-01
2013-11-13 | CAN-AC1-104_RWY | CAN-AC1-104_RWY | CAN-AC1-104_RWY | Price increased | 2014-01-01
2013-11-13 | CAN-AC2-104 | CAN-AC2-104 | CAN-AC2-104 | Price increased | 2014-01-01
2013-11-13 | CAN-AC2-104/I | CAN-AC2-104/I | CAN-AC2-104/I | Price increased | 2014-01-01
2013-11-13 | CANusb | CANusb | CANusb | Product removed | 2014-01-01
2013-11-13 | CAN-OPN/API | CANopen Master-Application Programming Interface (API) | CANopen Master Application Programming Interface (API) | Product removed | 2014-01-01
2013-11-13 | CAN-PCI/OPN | CAN-AC1-PCI/OPN, mit CANopen Master-Application Programming Interface (API) | CAN-AC1-PCI/OPN, Including CANopen Master Application Programming Interface (API) | Product removed | 2014-01-01
2013-11-13 | CANCARD2/DN | CANCARD2/DN, mit DeviceNet Master-Application Programming Interface (API) | CANCARD2/DN, Including DeviceNet Master Application Programming Interface (API) | Product removed | 2014-01-01
2013-11-13 | CAN-CC2/OPN | CAN-CC2/OPN, mit CANopen Master-Application Programming Interface (API) | CAN-CC2/OPN, Including CANopen Master Application Programming Interface (API) | Product removed | 2014-01-01
2013-11-13 | CAN-104/OPN | CAN-104/OPN, mit CANopen Master-Application Programming Interface (API) | CAN-104/OPN, Including CANopen Master Application Programming Interface (API) | Product removed | 2014-01-01
2013-11-26 | BC-200-CAN-BASIC | CAN-Bus Tester 2 | CAN-Bus Tester 2 | Price increased, export class changed | 2014-01-01
2013-11-26 | BC-200-CAN-OPT/19 | CAN-Bus Tester 2, J1939-Option | CAN-Bus Tester 2, J1939 Option | Price increased, export class changed | 2014-01-01
2013-11-26 | BC-200-CAN-OPT/CO | CAN-Bus Tester 2, CANopen-Option | CAN-Bus Tester 2, CANopen Option | Price increased, export class changed | 2014-01-01
2013-11-26 | BC-200-CAN-OPT/DN | CAN-Bus Tester 2, DeviceNet-Option | CAN-Bus Tester 2, DeviceNet Option | Price increased, export class changed | 2014-01-01
2013-12-03 | WRA-DD-039201 | OPC UA Java Client SDK, Einzelplatz-Entwicklungslizenz, Quellformat | OPC UA Java Client SDK, Single Seat Developer License, Source Format | Part number corrected | 2014-01-01
2013-12-03 | WQA-DD-039102 | OPC UA Java Server und Client SDK, Einzelplatz-Entwicklungslizenz, Binärformat | OPC UA Java Server und Client SDK, Single Seat Developer License, Binary Format | Part number corrected | 2014-01-01
2014-01-07 | DCM-DD-1000 | OPC Easy Connect Suite | OPC Easy Connect Suite | Removed product added again | 2014-01-01
2014-01-07 | DCM-DD-1100 | OPC Easy Connect Suite, Basislizenz für Upgrade | OPC Easy Conenct Suite,Basic License for Upgrade | Product removed | 2014-01-01
2014-01-07 | GAL-YY-14-3101 | echocollect e | echocollect e | Product Exchange Rate decreased | 2014-01-01
2014-01-07 | GAL-YY-14-3201 | echocollect r | echocollect r | Product Exchange Rate decreased | 2014-01-01
2014-01-07 | GAL-YY-14-3301 | echocollect p | echocollect p | Product Exchange Rate decreased | 2014-01-01
2014-01-07 | GAL-YY-14-3401 | echocollect m | echocollect m | Product Exchange Rate decreased | 2014-01-01
2014-01-07 | GPL-YY-14-1101 | echolink | echolink | Product Exchange Rate decreased | 2014-01-01
2014-01-07 | GPL-YY-14-2101 | echochange, 10 Verbindungen | echochange, 10 Connections | Product description updated, Product Exchange Rate decreased | 2014-01-01
2014-01-07 | LRL-YY-14-2001 | echochange, Upgrade von 10 auf 30 Verbindungen | echochange, Upgrade from 10 to 30 Connections | Product Exchange Rate updated | 2014-01-01
2014-01-07 | GAL-YY-14-4101 | echograph: 50 Visualierungs-Datenpunkte | echograph: 50 Visualization Items | Product Exchange Rate decreased | 2014-01-01
2014-01-07 | BC-MOST-PB | PROFIBUS-Tester 4, externes Akku- und Adapterset | PROFIBUS-Tester 4, External Accu and Adapter Set | Product deleted | 2014-01-01
2014-01-07 | PB-PRO1-CPCI | PB-PRO1-CPCI | PB-PRO1-CPCI | Double entry of product removed | 2014-01-01
2014-01-07 | PB-PC104-M_SVT/HW | PROFI104 PB-PC104-M_SVT/HW, Siemens Verkehrstechnik | PROFI104 PB-PC104-M_SVT/HW, Siemens Verkehrstechnik | Product removed | 2014-01-01
2014-01-07 | 100-4500-01 | ISO (H1)-Treiber und -Schnittstelle für Windows, Software-Schlüssel | ISO (H1) Driver and Interface for Windows, Software Key | Product set to be included in German pricelist only | 2014-01-01
2014-01-07 | 100-4540-01 | ISO (H1)-Treiber und -Schnittstelle für Linux, Software-Schlüssel | ISO (H1) Driver and Interface for Linux, Software Key | Product set to be included in German pricelist only | 2014-01-01
2014-01-07 | 200-6600-01 | NetSpector, Hardware echorecord | NetSpector, Hardware echorecord | Product set to be included in German pricelist only | 2014-01-01
2014-01-07 | LIC-USB-X | USB-Hardware für mehrere Software-Produkt, Lizenzmanager vor V4.0 | USB Hardware for Several Software Product, License Manager earlier than V4.0 | Product set to be included in German pricelist only | 2014-01-01
2014-01-07 | LRL-EO-130001 | OPC-Server für Modbus/TCP | Modbus/TCP OPC Server | Product set to be included in German pricelist only | 2014-01-01
2014-01-07 | LRL-DY-131501 | TCPIP-I-OPC-Server | TCPIP-I OPC Server | Product set to be included in German pricelist only | 2014-01-01
2014-01-07 | WRL-DD-031103 | OPC UA Client Gateway Toolkit, Einzelplatz-Entwicklungslizenz, Binärformat | OPC UA Client Gateway Toolkit, Single Seat Developer License, Binary Format | Product set to be included in German pricelist only | 2014-01-01
2014-01-07 | WRL-DD-031104 | OPC UA Server Gateway Toolkit, Einzelplatz-Entwicklungslizenz, Binärformat | OPC UA Server Gateway Toolkit, Single Seat Developer License, Binary Format | Product set to be included in German pricelist only | 2014-01-01
2014-01-17 | APA-YK-020111 | FG-110 FF, Option Stromversorgung | FG-110 FF, Option Power Conditioner | EC-Export Product Class modified | 2014-01-01
2014-01-17 | GPA-YK-020111 | FG-110 FF, Option RS232/RS485-Umsetzer | FG-110 FF, Option RS232/RS485 Converter | EC-Export Product Class modified | 2014-01-01
2014-01-17 | AAA-YK-020101 | FG-110 FF, Option CM 20 Conduit-Adapter | FG-110 FF, Option CM 20 Conduit Adapter | EC-Export Product Class modified | 2014-01-01
2014-01-17 | AAA-YK-020102 | FG-110 FF, Option PG 13.5 Conduit-Adapter | FG-110 FF, Option PG 13.5 Conduit Adapter | EC-Export Product Class modified | 2014-01-01
2014-01-17 | AAA-YK-020103 | FG-110 FF, Option 3/4" NPT Conduit-Adapter | FG-110 FF, Option 3/4" NPT Conduit Adapter | EC-Export Product Class modified | 2014-01-01
2014-01-17 | AAA-YK-020104 | FG-110 FF, Option 1/2" NPT Conduit-Adapter | FG-110 FF, Option 1/2" NPT Conduit-Adapter | EC-Export Product Class modified | 2014-01-01
2014-01-17 | DDA-AA-005000 | PROFINET Monitor BC-502-PN Basic Line | PROFINET Monitor BC-502-PN Basic Line | Description updated | 2014-01-01
2014-01-17 | DDL-AA-005001 | PROFINET Monitor BC-502-PN Comfort Line | PROFINET Monitor BC-502-PN Comfort Line | Description updated | 2014-01-01
2014-01-17 | DDL-AA-005002 | PROFINET Monitor BC-502-PN Premium Line | PROFINET Monitor BC-502-PN Premium Line | Description updated | 2014-01-01
2014-01-17 | DDL-AA-005003 | PROFINET Monitor BC-502-PN Comfort Line Plus | PROFINET Monitor BC-502-PN Comfort Line Plus | Description updated | 2014-01-01

## Order Codes (hidden)
Order Codes
Please see separate document, actual version V0.98

## EU Discounts (hidden)
New Discount Rules Distributors
valid from 01 July 2013
Product Class | Quantity | Reselling- Discount | Demo- Discount**
A | 1+ | 40% | 60%
B | 1+ | 40% | 60%
C | 1+ | 30% | t.b.d.
D | 1+ | 15% | t.b.d.
** demo equipment for demonstration and marketing purposes

## Multipliers_n_Exchange_Rates (hidden)
| USD | JPY
1EUR/foreign currency = | 1.481 | 108.59
Date of related fixing: | 2011-04-30 | 2010-06-07
If the actual exchange rate deviates from the current fixing by more than 10%, a new fixing will be made resulting in a new pricelist.
Product Classes and related Multipliers for local price list
1 | 1 | 1.2
2 | 1 | 1.35
3 | 1 | 1.07